## metadata
key | value
generated_at | 2026-07-31 12:42:32 UTC
config_file | C:\Users\het\HiSim\scripts\ch_simulation_documentation.example.json
archetypes | 01_CH, 02_CH, 03_CH, 04_CH, 05_CH, 06_CH, 07_CH, 08_CH, 09_CH
energy_systems | hp01, hp02, hp03, hp04, hp05, bo01, bo02, bo03, bo04, bg01, bp01, gr01, gr02
weather_locations | ZUESTA
cli_overrides | {"TIME_HORIZON": "future", "HEATGEN_SIZING": "IDEAL_LOOKUP", "OCC": "SIA2024", "BATCH_OPEN_EXPLORER": "0"}
successful_cases | 117
failed_cases | 0

## parameters
generated_at | case_id | energy_system | archetype | weather | section | component | parameter | value | unit
2026-07-31 12:42:32 UTC | hp01_01_CH_ZUESTA | hp01 | 01_CH | ZUESTA | simulation | SimulationParameters | year | 2050
2026-07-31 12:42:32 UTC | hp01_01_CH_ZUESTA | hp01 | 01_CH | ZUESTA | simulation | SimulationParameters | seconds_per_timestep | 9 | s
2026-07-31 12:42:32 UTC | hp01_01_CH_ZUESTA | hp01 | 01_CH | ZUESTA | simulation | SimulationParameters | country | CH
2026-07-31 12:42:32 UTC | hp01_01_CH_ZUESTA | hp01 | 01_CH | ZUESTA | cli | cli_overrides | ARCH | 01_CH
2026-07-31 12:42:32 UTC | hp01_01_CH_ZUESTA | hp01 | 01_CH | ZUESTA | cli | cli_overrides | WEATHER | ZUESTA
2026-07-31 12:42:32 UTC | hp01_01_CH_ZUESTA | hp01 | 01_CH | ZUESTA | cli | cli_overrides | TIME_HORIZON | future
2026-07-31 12:42:32 UTC | hp01_01_CH_ZUESTA | hp01 | 01_CH | ZUESTA | cli | cli_overrides | SCENARIO | none
2026-07-31 12:42:32 UTC | hp01_01_CH_ZUESTA | hp01 | 01_CH | ZUESTA | cli | cli_overrides | OCC | SIA2024
2026-07-31 12:42:32 UTC | hp01_01_CH_ZUESTA | hp01 | 01_CH | ZUESTA | cli | cli_overrides | HEATGEN_SIZING | IDEAL_LOOKUP
2026-07-31 12:42:32 UTC | hp01_01_CH_ZUESTA | hp01 | 01_CH | ZUESTA | cli | cli_overrides | HP_MODEL | Viessmann Werke GmbH & Co KG / Vitocal 250-A Compact AWMOF-251.A1.19-400-V001/V002
2026-07-31 12:42:32 UTC | hp01_01_CH_ZUESTA | hp01 | 01_CH | ZUESTA | cli | cli_overrides | HP_NOMINAL_POWER_W | 8600
2026-07-31 12:42:32 UTC | hp01_01_CH_ZUESTA | hp01 | 01_CH | ZUESTA | cli | cli_overrides | HP_SHARE_OF_IDEAL | 0.8
2026-07-31 12:42:32 UTC | hp01_01_CH_ZUESTA | hp01 | 01_CH | ZUESTA | internal_loads | SIA2024Occupancy | conditioned_floor_area_in_m2 | 223
2026-07-31 12:42:32 UTC | hp01_01_CH_ZUESTA | hp01 | 01_CH | ZUESTA | internal_loads | SIA2024Occupancy | appliances_load_w_per_m2 | 1
2026-07-31 12:42:32 UTC | hp01_01_CH_ZUESTA | hp01 | 01_CH | ZUESTA | internal_loads | SIA2024Occupancy | lighting_load_w_per_m2 | 3
2026-07-31 12:42:32 UTC | hp01_01_CH_ZUESTA | hp01 | 01_CH | ZUESTA | internal_loads | SIA2024Occupancy | lighting_annual_full_load_hours | 846
2026-07-31 12:42:32 UTC | hp01_01_CH_ZUESTA | hp01 | 01_CH | ZUESTA | internal_loads | SIA2024Occupancy | appliances_yearly_utilization_per_month | 0.7995
2026-07-31 12:42:32 UTC | hp01_01_CH_ZUESTA | hp01 | 01_CH | ZUESTA | weather | Weather | source_path | C:\Users\het\HiSim\hisim\inputs\weather\custom_csv\Zurich\NABZUE_2060_RCP85_DRY.csv
2026-07-31 12:42:32 UTC | hp01_01_CH_ZUESTA | hp01 | 01_CH | ZUESTA | weather | Weather | location | Zurich
2026-07-31 12:42:32 UTC | hp01_01_CH_ZUESTA | hp01 | 01_CH | ZUESTA | weather | Weather | name | Weather
2026-07-31 12:42:32 UTC | hp01_01_CH_ZUESTA | hp01 | 01_CH | ZUESTA | component | ElectricityMeter | building_name | BUI1
2026-07-31 12:42:32 UTC | hp01_01_CH_ZUESTA | hp01 | 01_CH | ZUESTA | component | ElectricityMeter | name | ElectricityMeter
2026-07-31 12:42:32 UTC | hp01_01_CH_ZUESTA | hp01 | 01_CH | ZUESTA | building | Building | building_name | 0_1918
2026-07-31 12:42:32 UTC | hp01_01_CH_ZUESTA | hp01 | 01_CH | ZUESTA | building | Building | building_code | AT.N.SFH.01.Gen.ReEx.001.002
2026-07-31 12:42:32 UTC | hp01_01_CH_ZUESTA | hp01 | 01_CH | ZUESTA | building | Building | building_heat_capacity_class | heavy
2026-07-31 12:42:32 UTC | hp01_01_CH_ZUESTA | hp01 | 01_CH | ZUESTA | building | Building | absolute_conditioned_floor_area_in_m2 | 223
2026-07-31 12:42:32 UTC | hp01_01_CH_ZUESTA | hp01 | 01_CH | ZUESTA | building | Building | heating_reference_temperature_in_celsius | -8
2026-07-31 12:42:32 UTC | hp01_01_CH_ZUESTA | hp01 | 01_CH | ZUESTA | building | Building | floor_u_value_in_watt_per_m2_per_kelvin | 0.9
2026-07-31 12:42:32 UTC | hp01_01_CH_ZUESTA | hp01 | 01_CH | ZUESTA | building | Building | floor_area_in_m2 | 95.9
2026-07-31 12:42:32 UTC | hp01_01_CH_ZUESTA | hp01 | 01_CH | ZUESTA | building | Building | facade_u_value_in_watt_per_m2_per_kelvin | 0.81
2026-07-31 12:42:32 UTC | hp01_01_CH_ZUESTA | hp01 | 01_CH | ZUESTA | building | Building | facade_area_in_m2 | 173.6
2026-07-31 12:42:32 UTC | hp01_01_CH_ZUESTA | hp01 | 01_CH | ZUESTA | building | Building | roof_u_value_in_watt_per_m2_per_kelvin | 0.46
2026-07-31 12:42:32 UTC | hp01_01_CH_ZUESTA | hp01 | 01_CH | ZUESTA | building | Building | roof_area_in_m2 | 108.7
2026-07-31 12:42:32 UTC | hp01_01_CH_ZUESTA | hp01 | 01_CH | ZUESTA | building | Building | window_u_value_in_watt_per_m2_per_kelvin | 2
2026-07-31 12:42:32 UTC | hp01_01_CH_ZUESTA | hp01 | 01_CH | ZUESTA | building | Building | window_area_in_m2 | 33.1
2026-07-31 12:42:32 UTC | hp01_01_CH_ZUESTA | hp01 | 01_CH | ZUESTA | building | Building | door_u_value_in_watt_per_m2_per_kelvin
2026-07-31 12:42:32 UTC | hp01_01_CH_ZUESTA | hp01 | 01_CH | ZUESTA | building | Building | door_area_in_m2
2026-07-31 12:42:32 UTC | hp01_01_CH_ZUESTA | hp01 | 01_CH | ZUESTA | building | Building | set_heating_temperature_in_celsius | 20.5
2026-07-31 12:42:32 UTC | hp01_01_CH_ZUESTA | hp01 | 01_CH | ZUESTA | building | Building | set_cooling_temperature_in_celsius | 99
2026-07-31 12:42:32 UTC | hp01_01_CH_ZUESTA | hp01 | 01_CH | ZUESTA | building | Building | natural_ventilation_m3_per_h_per_person | 29
2026-07-31 12:42:32 UTC | hp01_01_CH_ZUESTA | hp01 | 01_CH | ZUESTA | building | Building | sia_natural_ventilation_m3_per_h_per_m2 | 0.6
2026-07-31 12:42:32 UTC | hp01_01_CH_ZUESTA | hp01 | 01_CH | ZUESTA | building | Building | swiss_infiltration_rate_per_h | 0.3
2026-07-31 12:42:32 UTC | hp01_01_CH_ZUESTA | hp01 | 01_CH | ZUESTA | building | Building | heating_demand_mode | iso13790
2026-07-31 12:42:32 UTC | hp01_01_CH_ZUESTA | hp01 | 01_CH | ZUESTA | building | Building | operative_heating_proportional_band_in_celsius | 1
2026-07-31 12:42:32 UTC | hp01_01_CH_ZUESTA | hp01 | 01_CH | ZUESTA | building | Building | operative_heating_proportional_gain | 1
2026-07-31 12:42:32 UTC | hp01_01_CH_ZUESTA | hp01 | 01_CH | ZUESTA | building | Building | control_comfort_lower_bound_shift_in_celsius
2026-07-31 12:42:32 UTC | hp01_01_CH_ZUESTA | hp01 | 01_CH | ZUESTA | building | Building | comfort_aware_seasonal_heating_gate | true
2026-07-31 12:42:32 UTC | hp01_01_CH_ZUESTA | hp01 | 01_CH | ZUESTA | component | StrictComfortDemandController | building_name | BUI1
2026-07-31 12:42:32 UTC | hp01_01_CH_ZUESTA | hp01 | 01_CH | ZUESTA | component | StrictComfortDemandController | name | StrictComfortDemandController
2026-07-31 12:42:32 UTC | hp01_01_CH_ZUESTA | hp01 | 01_CH | ZUESTA | component | StrictComfortDemandController | temperature_air_heating_in_celsius | 20.5
2026-07-31 12:42:32 UTC | hp01_01_CH_ZUESTA | hp01 | 01_CH | ZUESTA | component | StrictComfortDemandController | temperature_air_cooling_in_celsius | 24
2026-07-31 12:42:32 UTC | hp01_01_CH_ZUESTA | hp01 | 01_CH | ZUESTA | component | StrictComfortDemandController | offset | 0.5
2026-07-31 12:42:32 UTC | hp01_01_CH_ZUESTA | hp01 | 01_CH | ZUESTA | component | StrictComfortDemandController | mode | 2
2026-07-31 12:42:32 UTC | hp01_01_CH_ZUESTA | hp01 | 01_CH | ZUESTA | component | StrictComfortDemandController | use_adaptive_comfort_band | true
2026-07-31 12:42:32 UTC | hp01_01_CH_ZUESTA | hp01 | 01_CH | ZUESTA | component | StrictComfortDemandController | control_strategy | strict_comfort_band_v1
2026-07-31 12:42:32 UTC | hp01_01_CH_ZUESTA | hp01 | 01_CH | ZUESTA | component | StrictComfortDemandController | comfort_band_inner_offset_in_celsius | 0.5
2026-07-31 12:42:32 UTC | hp01_01_CH_ZUESTA | hp01 | 01_CH | ZUESTA | component | StrictComfortDemandController | comfort_band_inner_offset_lower_in_celsius | 1
2026-07-31 12:42:32 UTC | hp01_01_CH_ZUESTA | hp01 | 01_CH | ZUESTA | component | StrictComfortDemandController | comfort_band_inner_offset_upper_in_celsius | 0.5
2026-07-31 12:42:32 UTC | hp01_01_CH_ZUESTA | hp01 | 01_CH | ZUESTA | component | StrictComfortDemandController | heating_disabled_above_running_mean_outdoor_temperature_in_celsius | 18
2026-07-31 12:42:32 UTC | hp01_01_CH_ZUESTA | hp01 | 01_CH | ZUESTA | component | StrictComfortDemandController | cooling_enabled_above_running_mean_outdoor_temperature_in_celsius | 99
2026-07-31 12:42:32 UTC | hp01_01_CH_ZUESTA | hp01 | 01_CH | ZUESTA | component | ComfortBandHeatingDemand | building_name | BUI1
2026-07-31 12:42:32 UTC | hp01_01_CH_ZUESTA | hp01 | 01_CH | ZUESTA | component | ComfortBandHeatingDemand | name | ComfortBandHeatingDemand
2026-07-31 12:42:32 UTC | hp01_01_CH_ZUESTA | hp01 | 01_CH | ZUESTA | component | ComfortBandHeatingDemand | max_heating_power_in_watt | 12075
2026-07-31 12:42:32 UTC | hp01_01_CH_ZUESTA | hp01 | 01_CH | ZUESTA | component | ComfortBandHeatingDemand | proportional_gain_in_watt_per_kelvin | 24150
2026-07-31 12:42:32 UTC | hp01_01_CH_ZUESTA | hp01 | 01_CH | ZUESTA | component | StrictComfortSetpointModifier | building_name | BUI1
2026-07-31 12:42:32 UTC | hp01_01_CH_ZUESTA | hp01 | 01_CH | ZUESTA | component | StrictComfortSetpointModifier | name | StrictComfortSetpointModifier
2026-07-31 12:42:32 UTC | hp01_01_CH_ZUESTA | hp01 | 01_CH | ZUESTA | component | StrictComfortSetpointModifier | base_heating_setpoint_in_celsius | 20.5
2026-07-31 12:42:32 UTC | hp01_01_CH_ZUESTA | hp01 | 01_CH | ZUESTA | component | StrictComfortSetpointModifier | recovery_gain | 5
2026-07-31 12:42:32 UTC | hp01_01_CH_ZUESTA | hp01 | 01_CH | ZUESTA | component | StrictComfortSetpointModifier | max_recovery_boost_in_celsius | 5
2026-07-31 12:42:32 UTC | hp01_01_CH_ZUESTA | hp01 | 01_CH | ZUESTA | component | StrictComfortSetpointModifier | clamp_min_modifier_in_celsius
2026-07-31 12:42:32 UTC | hp01_01_CH_ZUESTA | hp01 | 01_CH | ZUESTA | component | StrictComfortSetpointModifier | clamp_max_modifier_in_celsius | 15
2026-07-31 12:42:32 UTC | hp01_01_CH_ZUESTA | hp01 | 01_CH | ZUESTA | component | HeatDistributionController | building_name | BUI1
2026-07-31 12:42:32 UTC | hp01_01_CH_ZUESTA | hp01 | 01_CH | ZUESTA | component | HeatDistributionController | name | HeatDistributionController
2026-07-31 12:42:32 UTC | hp01_01_CH_ZUESTA | hp01 | 01_CH | ZUESTA | component | HeatDistributionController | heating_system | HeatDistributionSystemType.FLOORHEATING
2026-07-31 12:42:32 UTC | hp01_01_CH_ZUESTA | hp01 | 01_CH | ZUESTA | component | HeatDistributionController | set_heating_threshold_outside_temperature_in_celsius | 16
2026-07-31 12:42:32 UTC | hp01_01_CH_ZUESTA | hp01 | 01_CH | ZUESTA | component | HeatDistributionController | heating_reference_temperature_in_celsius | -8
2026-07-31 12:42:32 UTC | hp01_01_CH_ZUESTA | hp01 | 01_CH | ZUESTA | component | HeatDistributionController | set_heating_temperature_for_building_in_celsius | 20.5
2026-07-31 12:42:32 UTC | hp01_01_CH_ZUESTA | hp01 | 01_CH | ZUESTA | component | HeatDistributionController | set_cooling_temperature_for_building_in_celsius | 99
2026-07-31 12:42:32 UTC | hp01_01_CH_ZUESTA | hp01 | 01_CH | ZUESTA | component | HeatDistributionController | heating_load_of_building_in_watt | 12075
2026-07-31 12:42:32 UTC | hp01_01_CH_ZUESTA | hp01 | 01_CH | ZUESTA | heat_distribution | HeatDistributionSystem | absolute_conditioned_floor_area_in_m2 | 223
2026-07-31 12:42:32 UTC | hp01_01_CH_ZUESTA | hp01 | 01_CH | ZUESTA | thermal_storage | SimpleHotWaterStorage | volume_heating_water_storage_in_liter | 603.8
2026-07-31 12:42:32 UTC | hp01_01_CH_ZUESTA | hp01 | 01_CH | ZUESTA | component | BufferRemainingCapacity60C | building_name | BUI1
2026-07-31 12:42:32 UTC | hp01_01_CH_ZUESTA | hp01 | 01_CH | ZUESTA | component | BufferRemainingCapacity60C | name | BufferRemainingCapacity60C
2026-07-31 12:42:32 UTC | hp01_01_CH_ZUESTA | hp01 | 01_CH | ZUESTA | component | BufferRemainingCapacity60C | volume_heating_water_storage_in_liter | 603.8
2026-07-31 12:42:32 UTC | hp01_01_CH_ZUESTA | hp01 | 01_CH | ZUESTA | component | BufferRemainingCapacity60C | max_temperature_in_celsius | 6
2026-07-31 12:42:32 UTC | hp01_01_CH_ZUESTA | hp01 | 01_CH | ZUESTA | component | BufferRemainingCapacity60C | water_density_kg_per_liter | 0.992
2026-07-31 12:42:32 UTC | hp01_01_CH_ZUESTA | hp01 | 01_CH | ZUESTA | component | BufferRemainingCapacity60C | water_specific_heat_capacity_j_per_kg_per_k | 4180
2026-07-31 12:42:32 UTC | hp01_01_CH_ZUESTA | hp01 | 01_CH | ZUESTA | component | HeatPumpControllerSH | building_name | BUI1
2026-07-31 12:42:32 UTC | hp01_01_CH_ZUESTA | hp01 | 01_CH | ZUESTA | component | HeatPumpControllerSH | name | HeatPumpControllerSH
2026-07-31 12:42:32 UTC | hp01_01_CH_ZUESTA | hp01 | 01_CH | ZUESTA | component | HeatPumpControllerSH | mode | 1
2026-07-31 12:42:32 UTC | hp01_01_CH_ZUESTA | hp01 | 01_CH | ZUESTA | component | HeatPumpControllerSH | set_heating_threshold_outside_temperature_in_celsius | 16
2026-07-31 12:42:32 UTC | hp01_01_CH_ZUESTA | hp01 | 01_CH | ZUESTA | component | HeatPumpControllerSH | set_cooling_threshold_outside_temperature_in_celsius | 3
2026-07-31 12:42:32 UTC | hp01_01_CH_ZUESTA | hp01 | 01_CH | ZUESTA | component | HeatPumpControllerSH | upper_temperature_offset_for_state_conditions_in_celsius | 1
2026-07-31 12:42:32 UTC | hp01_01_CH_ZUESTA | hp01 | 01_CH | ZUESTA | component | HeatPumpControllerSH | lower_temperature_offset_for_state_conditions_in_celsius | 1
2026-07-31 12:42:32 UTC | hp01_01_CH_ZUESTA | hp01 | 01_CH | ZUESTA | component | HeatPumpControllerSH | heat_distribution_system_type | HeatDistributionSystemType.FLOORHEATING
2026-07-31 12:42:32 UTC | hp01_01_CH_ZUESTA | hp01 | 01_CH | ZUESTA | component | HeatPumpControllerDHW | building_name | BUI1
2026-07-31 12:42:32 UTC | hp01_01_CH_ZUESTA | hp01 | 01_CH | ZUESTA | component | HeatPumpControllerDHW | name | HeatPumpControllerDHW
2026-07-31 12:42:32 UTC | hp01_01_CH_ZUESTA | hp01 | 01_CH | ZUESTA | component | HeatPumpControllerDHW | t_min_dhw_storage_in_celsius | 4
2026-07-31 12:42:32 UTC | hp01_01_CH_ZUESTA | hp01 | 01_CH | ZUESTA | component | HeatPumpControllerDHW | t_max_dhw_storage_in_celsius | 6
2026-07-31 12:42:32 UTC | hp01_01_CH_ZUESTA | hp01 | 01_CH | ZUESTA | component | HeatPumpControllerDHW | thermalpower_dhw_is_constant | false
2026-07-31 12:42:32 UTC | hp01_01_CH_ZUESTA | hp01 | 01_CH | ZUESTA | component | HeatPumpControllerDHW | p_th_max_dhw_in_watt | 5000
2026-07-31 12:42:32 UTC | hp01_01_CH_ZUESTA | hp01 | 01_CH | ZUESTA | heat_generator | HeatPumpHPLib | set_thermal_output_power_in_watt | 8600
2026-07-31 12:42:32 UTC | hp01_01_CH_ZUESTA | hp01 | 01_CH | ZUESTA | heat_generator | HeatPumpHPLib | flow_temperature_in_celsius | 35
2026-07-31 12:42:32 UTC | hp01_01_CH_ZUESTA | hp01 | 01_CH | ZUESTA | heat_generator | HeatPumpHPLib | heating_reference_temperature_in_celsius | -7
2026-07-31 12:42:32 UTC | hp01_01_CH_ZUESTA | hp01 | 01_CH | ZUESTA | heat_generator | HeatPumpHPLib | with_domestic_hot_water_preparation | true
2026-07-31 12:42:32 UTC | hp01_01_CH_ZUESTA | hp01 | 01_CH | ZUESTA | heat_generator | HeatPumpHPLib | minimum_running_time_in_seconds | 14400
2026-07-31 12:42:32 UTC | hp01_01_CH_ZUESTA | hp01 | 01_CH | ZUESTA | heat_generator | HeatPumpHPLib | minimum_idle_time_in_seconds | 900
2026-07-31 12:42:32 UTC | hp01_01_CH_ZUESTA | hp01 | 01_CH | ZUESTA | heat_generator | HeatPumpHPLib | group_id | 1
2026-07-31 12:42:32 UTC | hp01_01_CH_ZUESTA | hp01 | 01_CH | ZUESTA | component | HeatGeneratorTotalThermalPower | building_name | BUI1
2026-07-31 12:42:32 UTC | hp01_01_CH_ZUESTA | hp01 | 01_CH | ZUESTA | component | HeatGeneratorTotalThermalPower | name | HeatGeneratorTotalThermalPower
2026-07-31 12:42:32 UTC | hp01_01_CH_ZUESTA | hp01 | 01_CH | ZUESTA | component | HeatGeneratorTotalThermalPower | loadtype | LoadTypes.ANY
2026-07-31 12:42:32 UTC | hp01_01_CH_ZUESTA | hp01 | 01_CH | ZUESTA | component | HeatGeneratorTotalThermalPower | unit | Units.WATT
2026-07-31 12:42:32 UTC | hp01_01_CH_ZUESTA | hp01 | 01_CH | ZUESTA | component | HeatGeneratorPlantDhwThermalPower | building_name | BUI1
2026-07-31 12:42:32 UTC | hp01_01_CH_ZUESTA | hp01 | 01_CH | ZUESTA | component | HeatGeneratorPlantDhwThermalPower | name | HeatGeneratorPlantDhwThermalPower
2026-07-31 12:42:32 UTC | hp01_01_CH_ZUESTA | hp01 | 01_CH | ZUESTA | component | HeatGeneratorPlantDhwThermalPower | loadtype | LoadTypes.ANY
2026-07-31 12:42:32 UTC | hp01_01_CH_ZUESTA | hp01 | 01_CH | ZUESTA | component | HeatGeneratorPlantDhwThermalPower | unit | Units.WATT
2026-07-31 12:42:32 UTC | hp01_01_CH_ZUESTA | hp01 | 01_CH | ZUESTA | component | SolarDhwThermalPower | building_name | BUI1
2026-07-31 12:42:32 UTC | hp01_01_CH_ZUESTA | hp01 | 01_CH | ZUESTA | component | SolarDhwThermalPower | name | SolarDhwThermalPower
2026-07-31 12:42:32 UTC | hp01_01_CH_ZUESTA | hp01 | 01_CH | ZUESTA | component | SolarDhwThermalPower | value_watt
2026-07-31 12:42:32 UTC | hp01_01_CH_ZUESTA | hp01 | 01_CH | ZUESTA | component | SolarDhwThermalPower | loadtype | LoadTypes.ANY
2026-07-31 12:42:32 UTC | hp01_01_CH_ZUESTA | hp01 | 01_CH | ZUESTA | component | SolarDhwThermalPower | unit | Units.WATT
2026-07-31 12:42:32 UTC | hp01_01_CH_ZUESTA | hp01 | 01_CH | ZUESTA | component | FlexibilityPotential | building_name | BUI1
2026-07-31 12:42:32 UTC | hp01_01_CH_ZUESTA | hp01 | 01_CH | ZUESTA | component | FlexibilityPotential | name | FlexibilityPotential
2026-07-31 12:42:32 UTC | hp01_01_CH_ZUESTA | hp01 | 01_CH | ZUESTA | component | FlexibilityPotential | fallback_heating_cop | 1
2026-07-31 12:42:32 UTC | hp01_01_CH_ZUESTA | hp01 | 01_CH | ZUESTA | component | FlexibilityPotential | fallback_cooling_eer
2026-07-31 12:42:32 UTC | hp01_02_CH_ZUESTA | hp01 | 02_CH | ZUESTA | simulation | SimulationParameters | year | 2050
2026-07-31 12:42:32 UTC | hp01_02_CH_ZUESTA | hp01 | 02_CH | ZUESTA | simulation | SimulationParameters | seconds_per_timestep | 9 | s
2026-07-31 12:42:32 UTC | hp01_02_CH_ZUESTA | hp01 | 02_CH | ZUESTA | simulation | SimulationParameters | country | CH
2026-07-31 12:42:32 UTC | hp01_02_CH_ZUESTA | hp01 | 02_CH | ZUESTA | cli | cli_overrides | ARCH | 02_CH
2026-07-31 12:42:32 UTC | hp01_02_CH_ZUESTA | hp01 | 02_CH | ZUESTA | cli | cli_overrides | WEATHER | ZUESTA
2026-07-31 12:42:32 UTC | hp01_02_CH_ZUESTA | hp01 | 02_CH | ZUESTA | cli | cli_overrides | TIME_HORIZON | future
2026-07-31 12:42:32 UTC | hp01_02_CH_ZUESTA | hp01 | 02_CH | ZUESTA | cli | cli_overrides | SCENARIO | none
2026-07-31 12:42:32 UTC | hp01_02_CH_ZUESTA | hp01 | 02_CH | ZUESTA | cli | cli_overrides | OCC | SIA2024
2026-07-31 12:42:32 UTC | hp01_02_CH_ZUESTA | hp01 | 02_CH | ZUESTA | cli | cli_overrides | HEATGEN_SIZING | IDEAL_LOOKUP
2026-07-31 12:42:32 UTC | hp01_02_CH_ZUESTA | hp01 | 02_CH | ZUESTA | cli | cli_overrides | HP_MODEL | Viessmann Werke GmbH & Co KG / Vitocal 250-A Compact AWMOF-251.A1.19-400-V001/V002
2026-07-31 12:42:32 UTC | hp01_02_CH_ZUESTA | hp01 | 02_CH | ZUESTA | cli | cli_overrides | HP_NOMINAL_POWER_W | 8600
2026-07-31 12:42:32 UTC | hp01_02_CH_ZUESTA | hp01 | 02_CH | ZUESTA | cli | cli_overrides | HP_SHARE_OF_IDEAL | 0.8
2026-07-31 12:42:32 UTC | hp01_02_CH_ZUESTA | hp01 | 02_CH | ZUESTA | internal_loads | SIA2024Occupancy | conditioned_floor_area_in_m2 | 195
2026-07-31 12:42:32 UTC | hp01_02_CH_ZUESTA | hp01 | 02_CH | ZUESTA | internal_loads | SIA2024Occupancy | appliances_load_w_per_m2 | 1
2026-07-31 12:42:32 UTC | hp01_02_CH_ZUESTA | hp01 | 02_CH | ZUESTA | internal_loads | SIA2024Occupancy | lighting_load_w_per_m2 | 3
2026-07-31 12:42:32 UTC | hp01_02_CH_ZUESTA | hp01 | 02_CH | ZUESTA | internal_loads | SIA2024Occupancy | lighting_annual_full_load_hours | 846
2026-07-31 12:42:32 UTC | hp01_02_CH_ZUESTA | hp01 | 02_CH | ZUESTA | internal_loads | SIA2024Occupancy | appliances_yearly_utilization_per_month | 0.7995
2026-07-31 12:42:32 UTC | hp01_02_CH_ZUESTA | hp01 | 02_CH | ZUESTA | weather | Weather | source_path | C:\Users\het\HiSim\hisim\inputs\weather\custom_csv\Zurich\NABZUE_2060_RCP85_DRY.csv
2026-07-31 12:42:32 UTC | hp01_02_CH_ZUESTA | hp01 | 02_CH | ZUESTA | weather | Weather | location | Zurich
2026-07-31 12:42:32 UTC | hp01_02_CH_ZUESTA | hp01 | 02_CH | ZUESTA | weather | Weather | name | Weather
2026-07-31 12:42:32 UTC | hp01_02_CH_ZUESTA | hp01 | 02_CH | ZUESTA | component | ElectricityMeter | building_name | BUI1
2026-07-31 12:42:32 UTC | hp01_02_CH_ZUESTA | hp01 | 02_CH | ZUESTA | component | ElectricityMeter | name | ElectricityMeter
2026-07-31 12:42:32 UTC | hp01_02_CH_ZUESTA | hp01 | 02_CH | ZUESTA | building | Building | building_name | 1919_1945
2026-07-31 12:42:32 UTC | hp01_02_CH_ZUESTA | hp01 | 02_CH | ZUESTA | building | Building | building_code | AT.N.SFH.02.Gen.ReEx.001.002
2026-07-31 12:42:32 UTC | hp01_02_CH_ZUESTA | hp01 | 02_CH | ZUESTA | building | Building | building_heat_capacity_class | medium
2026-07-31 12:42:32 UTC | hp01_02_CH_ZUESTA | hp01 | 02_CH | ZUESTA | building | Building | absolute_conditioned_floor_area_in_m2 | 195
2026-07-31 12:42:32 UTC | hp01_02_CH_ZUESTA | hp01 | 02_CH | ZUESTA | building | Building | heating_reference_temperature_in_celsius | -8
2026-07-31 12:42:32 UTC | hp01_02_CH_ZUESTA | hp01 | 02_CH | ZUESTA | building | Building | floor_u_value_in_watt_per_m2_per_kelvin | 0.9
2026-07-31 12:42:32 UTC | hp01_02_CH_ZUESTA | hp01 | 02_CH | ZUESTA | building | Building | floor_area_in_m2 | 81.5
2026-07-31 12:42:32 UTC | hp01_02_CH_ZUESTA | hp01 | 02_CH | ZUESTA | building | Building | facade_u_value_in_watt_per_m2_per_kelvin | 0.9
2026-07-31 12:42:32 UTC | hp01_02_CH_ZUESTA | hp01 | 02_CH | ZUESTA | building | Building | facade_area_in_m2 | 183.5
2026-07-31 12:42:32 UTC | hp01_02_CH_ZUESTA | hp01 | 02_CH | ZUESTA | building | Building | roof_u_value_in_watt_per_m2_per_kelvin | 0.44
2026-07-31 12:42:32 UTC | hp01_02_CH_ZUESTA | hp01 | 02_CH | ZUESTA | building | Building | roof_area_in_m2 | 96
2026-07-31 12:42:32 UTC | hp01_02_CH_ZUESTA | hp01 | 02_CH | ZUESTA | building | Building | window_u_value_in_watt_per_m2_per_kelvin | 1.8
2026-07-31 12:42:32 UTC | hp01_02_CH_ZUESTA | hp01 | 02_CH | ZUESTA | building | Building | window_area_in_m2 | 31.2
2026-07-31 12:42:32 UTC | hp01_02_CH_ZUESTA | hp01 | 02_CH | ZUESTA | building | Building | door_u_value_in_watt_per_m2_per_kelvin
2026-07-31 12:42:32 UTC | hp01_02_CH_ZUESTA | hp01 | 02_CH | ZUESTA | building | Building | door_area_in_m2
2026-07-31 12:42:32 UTC | hp01_02_CH_ZUESTA | hp01 | 02_CH | ZUESTA | building | Building | set_heating_temperature_in_celsius | 20.5
2026-07-31 12:42:32 UTC | hp01_02_CH_ZUESTA | hp01 | 02_CH | ZUESTA | building | Building | set_cooling_temperature_in_celsius | 99
2026-07-31 12:42:32 UTC | hp01_02_CH_ZUESTA | hp01 | 02_CH | ZUESTA | building | Building | natural_ventilation_m3_per_h_per_person | 29
2026-07-31 12:42:32 UTC | hp01_02_CH_ZUESTA | hp01 | 02_CH | ZUESTA | building | Building | sia_natural_ventilation_m3_per_h_per_m2 | 0.6
2026-07-31 12:42:32 UTC | hp01_02_CH_ZUESTA | hp01 | 02_CH | ZUESTA | building | Building | swiss_infiltration_rate_per_h | 0.3
2026-07-31 12:42:32 UTC | hp01_02_CH_ZUESTA | hp01 | 02_CH | ZUESTA | building | Building | heating_demand_mode | iso13790
2026-07-31 12:42:32 UTC | hp01_02_CH_ZUESTA | hp01 | 02_CH | ZUESTA | building | Building | operative_heating_proportional_band_in_celsius | 1
2026-07-31 12:42:32 UTC | hp01_02_CH_ZUESTA | hp01 | 02_CH | ZUESTA | building | Building | operative_heating_proportional_gain | 1
2026-07-31 12:42:32 UTC | hp01_02_CH_ZUESTA | hp01 | 02_CH | ZUESTA | building | Building | control_comfort_lower_bound_shift_in_celsius
2026-07-31 12:42:32 UTC | hp01_02_CH_ZUESTA | hp01 | 02_CH | ZUESTA | building | Building | comfort_aware_seasonal_heating_gate | true
2026-07-31 12:42:32 UTC | hp01_02_CH_ZUESTA | hp01 | 02_CH | ZUESTA | component | StrictComfortDemandController | building_name | BUI1
2026-07-31 12:42:32 UTC | hp01_02_CH_ZUESTA | hp01 | 02_CH | ZUESTA | component | StrictComfortDemandController | name | StrictComfortDemandController
2026-07-31 12:42:32 UTC | hp01_02_CH_ZUESTA | hp01 | 02_CH | ZUESTA | component | StrictComfortDemandController | temperature_air_heating_in_celsius | 20.5
2026-07-31 12:42:32 UTC | hp01_02_CH_ZUESTA | hp01 | 02_CH | ZUESTA | component | StrictComfortDemandController | temperature_air_cooling_in_celsius | 24
2026-07-31 12:42:32 UTC | hp01_02_CH_ZUESTA | hp01 | 02_CH | ZUESTA | component | StrictComfortDemandController | offset | 0.5
2026-07-31 12:42:32 UTC | hp01_02_CH_ZUESTA | hp01 | 02_CH | ZUESTA | component | StrictComfortDemandController | mode | 2
2026-07-31 12:42:32 UTC | hp01_02_CH_ZUESTA | hp01 | 02_CH | ZUESTA | component | StrictComfortDemandController | use_adaptive_comfort_band | true
2026-07-31 12:42:32 UTC | hp01_02_CH_ZUESTA | hp01 | 02_CH | ZUESTA | component | StrictComfortDemandController | control_strategy | strict_comfort_band_v1
2026-07-31 12:42:32 UTC | hp01_02_CH_ZUESTA | hp01 | 02_CH | ZUESTA | component | StrictComfortDemandController | comfort_band_inner_offset_in_celsius | 0.5
2026-07-31 12:42:32 UTC | hp01_02_CH_ZUESTA | hp01 | 02_CH | ZUESTA | component | StrictComfortDemandController | comfort_band_inner_offset_lower_in_celsius | 1
2026-07-31 12:42:32 UTC | hp01_02_CH_ZUESTA | hp01 | 02_CH | ZUESTA | component | StrictComfortDemandController | comfort_band_inner_offset_upper_in_celsius | 0.5
2026-07-31 12:42:32 UTC | hp01_02_CH_ZUESTA | hp01 | 02_CH | ZUESTA | component | StrictComfortDemandController | heating_disabled_above_running_mean_outdoor_temperature_in_celsius | 18
2026-07-31 12:42:32 UTC | hp01_02_CH_ZUESTA | hp01 | 02_CH | ZUESTA | component | StrictComfortDemandController | cooling_enabled_above_running_mean_outdoor_temperature_in_celsius | 99
2026-07-31 12:42:32 UTC | hp01_02_CH_ZUESTA | hp01 | 02_CH | ZUESTA | component | ComfortBandHeatingDemand | building_name | BUI1
2026-07-31 12:42:32 UTC | hp01_02_CH_ZUESTA | hp01 | 02_CH | ZUESTA | component | ComfortBandHeatingDemand | name | ComfortBandHeatingDemand
2026-07-31 12:42:32 UTC | hp01_02_CH_ZUESTA | hp01 | 02_CH | ZUESTA | component | ComfortBandHeatingDemand | max_heating_power_in_watt | 11855.7
2026-07-31 12:42:32 UTC | hp01_02_CH_ZUESTA | hp01 | 02_CH | ZUESTA | component | ComfortBandHeatingDemand | proportional_gain_in_watt_per_kelvin | 23711.4
2026-07-31 12:42:32 UTC | hp01_02_CH_ZUESTA | hp01 | 02_CH | ZUESTA | component | StrictComfortSetpointModifier | building_name | BUI1
2026-07-31 12:42:32 UTC | hp01_02_CH_ZUESTA | hp01 | 02_CH | ZUESTA | component | StrictComfortSetpointModifier | name | StrictComfortSetpointModifier
2026-07-31 12:42:32 UTC | hp01_02_CH_ZUESTA | hp01 | 02_CH | ZUESTA | component | StrictComfortSetpointModifier | base_heating_setpoint_in_celsius | 20.5
2026-07-31 12:42:32 UTC | hp01_02_CH_ZUESTA | hp01 | 02_CH | ZUESTA | component | StrictComfortSetpointModifier | recovery_gain | 5
2026-07-31 12:42:32 UTC | hp01_02_CH_ZUESTA | hp01 | 02_CH | ZUESTA | component | StrictComfortSetpointModifier | max_recovery_boost_in_celsius | 5
2026-07-31 12:42:32 UTC | hp01_02_CH_ZUESTA | hp01 | 02_CH | ZUESTA | component | StrictComfortSetpointModifier | clamp_min_modifier_in_celsius
2026-07-31 12:42:32 UTC | hp01_02_CH_ZUESTA | hp01 | 02_CH | ZUESTA | component | StrictComfortSetpointModifier | clamp_max_modifier_in_celsius | 15
2026-07-31 12:42:32 UTC | hp01_02_CH_ZUESTA | hp01 | 02_CH | ZUESTA | component | HeatDistributionController | building_name | BUI1
2026-07-31 12:42:32 UTC | hp01_02_CH_ZUESTA | hp01 | 02_CH | ZUESTA | component | HeatDistributionController | name | HeatDistributionController
2026-07-31 12:42:32 UTC | hp01_02_CH_ZUESTA | hp01 | 02_CH | ZUESTA | component | HeatDistributionController | heating_system | HeatDistributionSystemType.FLOORHEATING
2026-07-31 12:42:32 UTC | hp01_02_CH_ZUESTA | hp01 | 02_CH | ZUESTA | component | HeatDistributionController | set_heating_threshold_outside_temperature_in_celsius | 16
2026-07-31 12:42:32 UTC | hp01_02_CH_ZUESTA | hp01 | 02_CH | ZUESTA | component | HeatDistributionController | heating_reference_temperature_in_celsius | -8
2026-07-31 12:42:32 UTC | hp01_02_CH_ZUESTA | hp01 | 02_CH | ZUESTA | component | HeatDistributionController | set_heating_temperature_for_building_in_celsius | 20.5
2026-07-31 12:42:32 UTC | hp01_02_CH_ZUESTA | hp01 | 02_CH | ZUESTA | component | HeatDistributionController | set_cooling_temperature_for_building_in_celsius | 99
2026-07-31 12:42:32 UTC | hp01_02_CH_ZUESTA | hp01 | 02_CH | ZUESTA | component | HeatDistributionController | heating_load_of_building_in_watt | 11855.7
2026-07-31 12:42:32 UTC | hp01_02_CH_ZUESTA | hp01 | 02_CH | ZUESTA | heat_distribution | HeatDistributionSystem | absolute_conditioned_floor_area_in_m2 | 195
2026-07-31 12:42:32 UTC | hp01_02_CH_ZUESTA | hp01 | 02_CH | ZUESTA | thermal_storage | SimpleHotWaterStorage | volume_heating_water_storage_in_liter | 592.8
2026-07-31 12:42:32 UTC | hp01_02_CH_ZUESTA | hp01 | 02_CH | ZUESTA | component | BufferRemainingCapacity60C | building_name | BUI1
2026-07-31 12:42:32 UTC | hp01_02_CH_ZUESTA | hp01 | 02_CH | ZUESTA | component | BufferRemainingCapacity60C | name | BufferRemainingCapacity60C
2026-07-31 12:42:32 UTC | hp01_02_CH_ZUESTA | hp01 | 02_CH | ZUESTA | component | BufferRemainingCapacity60C | volume_heating_water_storage_in_liter | 592.8
2026-07-31 12:42:32 UTC | hp01_02_CH_ZUESTA | hp01 | 02_CH | ZUESTA | component | BufferRemainingCapacity60C | max_temperature_in_celsius | 6
2026-07-31 12:42:32 UTC | hp01_02_CH_ZUESTA | hp01 | 02_CH | ZUESTA | component | BufferRemainingCapacity60C | water_density_kg_per_liter | 0.992
2026-07-31 12:42:32 UTC | hp01_02_CH_ZUESTA | hp01 | 02_CH | ZUESTA | component | BufferRemainingCapacity60C | water_specific_heat_capacity_j_per_kg_per_k | 4180
2026-07-31 12:42:32 UTC | hp01_02_CH_ZUESTA | hp01 | 02_CH | ZUESTA | component | HeatPumpControllerSH | building_name | BUI1
2026-07-31 12:42:32 UTC | hp01_02_CH_ZUESTA | hp01 | 02_CH | ZUESTA | component | HeatPumpControllerSH | name | HeatPumpControllerSH
2026-07-31 12:42:32 UTC | hp01_02_CH_ZUESTA | hp01 | 02_CH | ZUESTA | component | HeatPumpControllerSH | mode | 1
2026-07-31 12:42:32 UTC | hp01_02_CH_ZUESTA | hp01 | 02_CH | ZUESTA | component | HeatPumpControllerSH | set_heating_threshold_outside_temperature_in_celsius | 16
2026-07-31 12:42:32 UTC | hp01_02_CH_ZUESTA | hp01 | 02_CH | ZUESTA | component | HeatPumpControllerSH | set_cooling_threshold_outside_temperature_in_celsius | 3
2026-07-31 12:42:32 UTC | hp01_02_CH_ZUESTA | hp01 | 02_CH | ZUESTA | component | HeatPumpControllerSH | upper_temperature_offset_for_state_conditions_in_celsius | 1
2026-07-31 12:42:32 UTC | hp01_02_CH_ZUESTA | hp01 | 02_CH | ZUESTA | component | HeatPumpControllerSH | lower_temperature_offset_for_state_conditions_in_celsius | 1
2026-07-31 12:42:32 UTC | hp01_02_CH_ZUESTA | hp01 | 02_CH | ZUESTA | component | HeatPumpControllerSH | heat_distribution_system_type | HeatDistributionSystemType.FLOORHEATING
2026-07-31 12:42:32 UTC | hp01_02_CH_ZUESTA | hp01 | 02_CH | ZUESTA | component | HeatPumpControllerDHW | building_name | BUI1
2026-07-31 12:42:32 UTC | hp01_02_CH_ZUESTA | hp01 | 02_CH | ZUESTA | component | HeatPumpControllerDHW | name | HeatPumpControllerDHW
2026-07-31 12:42:32 UTC | hp01_02_CH_ZUESTA | hp01 | 02_CH | ZUESTA | component | HeatPumpControllerDHW | t_min_dhw_storage_in_celsius | 4
2026-07-31 12:42:32 UTC | hp01_02_CH_ZUESTA | hp01 | 02_CH | ZUESTA | component | HeatPumpControllerDHW | t_max_dhw_storage_in_celsius | 6
2026-07-31 12:42:32 UTC | hp01_02_CH_ZUESTA | hp01 | 02_CH | ZUESTA | component | HeatPumpControllerDHW | thermalpower_dhw_is_constant | false
2026-07-31 12:42:32 UTC | hp01_02_CH_ZUESTA | hp01 | 02_CH | ZUESTA | component | HeatPumpControllerDHW | p_th_max_dhw_in_watt | 5000
2026-07-31 12:42:32 UTC | hp01_02_CH_ZUESTA | hp01 | 02_CH | ZUESTA | heat_generator | HeatPumpHPLib | set_thermal_output_power_in_watt | 8600
2026-07-31 12:42:32 UTC | hp01_02_CH_ZUESTA | hp01 | 02_CH | ZUESTA | heat_generator | HeatPumpHPLib | flow_temperature_in_celsius | 35
2026-07-31 12:42:32 UTC | hp01_02_CH_ZUESTA | hp01 | 02_CH | ZUESTA | heat_generator | HeatPumpHPLib | heating_reference_temperature_in_celsius | -7
2026-07-31 12:42:32 UTC | hp01_02_CH_ZUESTA | hp01 | 02_CH | ZUESTA | heat_generator | HeatPumpHPLib | with_domestic_hot_water_preparation | true
2026-07-31 12:42:32 UTC | hp01_02_CH_ZUESTA | hp01 | 02_CH | ZUESTA | heat_generator | HeatPumpHPLib | minimum_running_time_in_seconds | 14400
2026-07-31 12:42:32 UTC | hp01_02_CH_ZUESTA | hp01 | 02_CH | ZUESTA | heat_generator | HeatPumpHPLib | minimum_idle_time_in_seconds | 900
2026-07-31 12:42:32 UTC | hp01_02_CH_ZUESTA | hp01 | 02_CH | ZUESTA | heat_generator | HeatPumpHPLib | group_id | 1
2026-07-31 12:42:32 UTC | hp01_02_CH_ZUESTA | hp01 | 02_CH | ZUESTA | component | HeatGeneratorTotalThermalPower | building_name | BUI1
2026-07-31 12:42:32 UTC | hp01_02_CH_ZUESTA | hp01 | 02_CH | ZUESTA | component | HeatGeneratorTotalThermalPower | name | HeatGeneratorTotalThermalPower
2026-07-31 12:42:32 UTC | hp01_02_CH_ZUESTA | hp01 | 02_CH | ZUESTA | component | HeatGeneratorTotalThermalPower | loadtype | LoadTypes.ANY
2026-07-31 12:42:32 UTC | hp01_02_CH_ZUESTA | hp01 | 02_CH | ZUESTA | component | HeatGeneratorTotalThermalPower | unit | Units.WATT
2026-07-31 12:42:32 UTC | hp01_02_CH_ZUESTA | hp01 | 02_CH | ZUESTA | component | HeatGeneratorPlantDhwThermalPower | building_name | BUI1
2026-07-31 12:42:32 UTC | hp01_02_CH_ZUESTA | hp01 | 02_CH | ZUESTA | component | HeatGeneratorPlantDhwThermalPower | name | HeatGeneratorPlantDhwThermalPower
2026-07-31 12:42:32 UTC | hp01_02_CH_ZUESTA | hp01 | 02_CH | ZUESTA | component | HeatGeneratorPlantDhwThermalPower | loadtype | LoadTypes.ANY
2026-07-31 12:42:32 UTC | hp01_02_CH_ZUESTA | hp01 | 02_CH | ZUESTA | component | HeatGeneratorPlantDhwThermalPower | unit | Units.WATT
2026-07-31 12:42:32 UTC | hp01_02_CH_ZUESTA | hp01 | 02_CH | ZUESTA | component | SolarDhwThermalPower | building_name | BUI1
2026-07-31 12:42:32 UTC | hp01_02_CH_ZUESTA | hp01 | 02_CH | ZUESTA | component | SolarDhwThermalPower | name | SolarDhwThermalPower
2026-07-31 12:42:32 UTC | hp01_02_CH_ZUESTA | hp01 | 02_CH | ZUESTA | component | SolarDhwThermalPower | value_watt
2026-07-31 12:42:32 UTC | hp01_02_CH_ZUESTA | hp01 | 02_CH | ZUESTA | component | SolarDhwThermalPower | loadtype | LoadTypes.ANY
2026-07-31 12:42:32 UTC | hp01_02_CH_ZUESTA | hp01 | 02_CH | ZUESTA | component | SolarDhwThermalPower | unit | Units.WATT
2026-07-31 12:42:32 UTC | hp01_02_CH_ZUESTA | hp01 | 02_CH | ZUESTA | component | FlexibilityPotential | building_name | BUI1
2026-07-31 12:42:32 UTC | hp01_02_CH_ZUESTA | hp01 | 02_CH | ZUESTA | component | FlexibilityPotential | name | FlexibilityPotential
2026-07-31 12:42:32 UTC | hp01_02_CH_ZUESTA | hp01 | 02_CH | ZUESTA | component | FlexibilityPotential | fallback_heating_cop | 1
2026-07-31 12:42:32 UTC | hp01_02_CH_ZUESTA | hp01 | 02_CH | ZUESTA | component | FlexibilityPotential | fallback_cooling_eer
2026-07-31 12:42:32 UTC | hp01_03_CH_ZUESTA | hp01 | 03_CH | ZUESTA | simulation | SimulationParameters | year | 2050
2026-07-31 12:42:32 UTC | hp01_03_CH_ZUESTA | hp01 | 03_CH | ZUESTA | simulation | SimulationParameters | seconds_per_timestep | 9 | s
2026-07-31 12:42:32 UTC | hp01_03_CH_ZUESTA | hp01 | 03_CH | ZUESTA | simulation | SimulationParameters | country | CH
2026-07-31 12:42:32 UTC | hp01_03_CH_ZUESTA | hp01 | 03_CH | ZUESTA | cli | cli_overrides | ARCH | 03_CH
2026-07-31 12:42:32 UTC | hp01_03_CH_ZUESTA | hp01 | 03_CH | ZUESTA | cli | cli_overrides | WEATHER | ZUESTA
2026-07-31 12:42:32 UTC | hp01_03_CH_ZUESTA | hp01 | 03_CH | ZUESTA | cli | cli_overrides | TIME_HORIZON | future
2026-07-31 12:42:32 UTC | hp01_03_CH_ZUESTA | hp01 | 03_CH | ZUESTA | cli | cli_overrides | SCENARIO | none
2026-07-31 12:42:32 UTC | hp01_03_CH_ZUESTA | hp01 | 03_CH | ZUESTA | cli | cli_overrides | OCC | SIA2024
2026-07-31 12:42:32 UTC | hp01_03_CH_ZUESTA | hp01 | 03_CH | ZUESTA | cli | cli_overrides | HEATGEN_SIZING | IDEAL_LOOKUP
2026-07-31 12:42:32 UTC | hp01_03_CH_ZUESTA | hp01 | 03_CH | ZUESTA | cli | cli_overrides | HP_MODEL | Viessmann Werke GmbH & Co KG / Vitocal 300-A AWO-AC 301.B07
2026-07-31 12:42:32 UTC | hp01_03_CH_ZUESTA | hp01 | 03_CH | ZUESTA | cli | cli_overrides | HP_NOMINAL_POWER_W | 7420
2026-07-31 12:42:32 UTC | hp01_03_CH_ZUESTA | hp01 | 03_CH | ZUESTA | cli | cli_overrides | HP_SHARE_OF_IDEAL | 0.8
2026-07-31 12:42:32 UTC | hp01_03_CH_ZUESTA | hp01 | 03_CH | ZUESTA | internal_loads | SIA2024Occupancy | conditioned_floor_area_in_m2 | 18
2026-07-31 12:42:32 UTC | hp01_03_CH_ZUESTA | hp01 | 03_CH | ZUESTA | internal_loads | SIA2024Occupancy | appliances_load_w_per_m2 | 1
2026-07-31 12:42:32 UTC | hp01_03_CH_ZUESTA | hp01 | 03_CH | ZUESTA | internal_loads | SIA2024Occupancy | lighting_load_w_per_m2 | 3
2026-07-31 12:42:32 UTC | hp01_03_CH_ZUESTA | hp01 | 03_CH | ZUESTA | internal_loads | SIA2024Occupancy | lighting_annual_full_load_hours | 846
2026-07-31 12:42:32 UTC | hp01_03_CH_ZUESTA | hp01 | 03_CH | ZUESTA | internal_loads | SIA2024Occupancy | appliances_yearly_utilization_per_month | 0.7995
2026-07-31 12:42:32 UTC | hp01_03_CH_ZUESTA | hp01 | 03_CH | ZUESTA | weather | Weather | source_path | C:\Users\het\HiSim\hisim\inputs\weather\custom_csv\Zurich\NABZUE_2060_RCP85_DRY.csv
2026-07-31 12:42:32 UTC | hp01_03_CH_ZUESTA | hp01 | 03_CH | ZUESTA | weather | Weather | location | Zurich
2026-07-31 12:42:32 UTC | hp01_03_CH_ZUESTA | hp01 | 03_CH | ZUESTA | weather | Weather | name | Weather
2026-07-31 12:42:32 UTC | hp01_03_CH_ZUESTA | hp01 | 03_CH | ZUESTA | component | ElectricityMeter | building_name | BUI1
2026-07-31 12:42:32 UTC | hp01_03_CH_ZUESTA | hp01 | 03_CH | ZUESTA | component | ElectricityMeter | name | ElectricityMeter
2026-07-31 12:42:32 UTC | hp01_03_CH_ZUESTA | hp01 | 03_CH | ZUESTA | building | Building | building_name | 1946_1960
2026-07-31 12:42:32 UTC | hp01_03_CH_ZUESTA | hp01 | 03_CH | ZUESTA | building | Building | building_code | AT.N.SFH.03.Gen.ReEx.001.002
2026-07-31 12:42:32 UTC | hp01_03_CH_ZUESTA | hp01 | 03_CH | ZUESTA | building | Building | building_heat_capacity_class | medium
2026-07-31 12:42:32 UTC | hp01_03_CH_ZUESTA | hp01 | 03_CH | ZUESTA | building | Building | absolute_conditioned_floor_area_in_m2 | 180
2026-07-31 12:42:32 UTC | hp01_03_CH_ZUESTA | hp01 | 03_CH | ZUESTA | building | Building | heating_reference_temperature_in_celsius | -8
2026-07-31 12:42:32 UTC | hp01_03_CH_ZUESTA | hp01 | 03_CH | ZUESTA | building | Building | floor_u_value_in_watt_per_m2_per_kelvin | 0.98
2026-07-31 12:42:32 UTC | hp01_03_CH_ZUESTA | hp01 | 03_CH | ZUESTA | building | Building | floor_area_in_m2 | 86.1
2026-07-31 12:42:32 UTC | hp01_03_CH_ZUESTA | hp01 | 03_CH | ZUESTA | building | Building | facade_u_value_in_watt_per_m2_per_kelvin | 0.81
2026-07-31 12:42:32 UTC | hp01_03_CH_ZUESTA | hp01 | 03_CH | ZUESTA | building | Building | facade_area_in_m2 | 167.6
2026-07-31 12:42:32 UTC | hp01_03_CH_ZUESTA | hp01 | 03_CH | ZUESTA | building | Building | roof_u_value_in_watt_per_m2_per_kelvin | 0.44
2026-07-31 12:42:32 UTC | hp01_03_CH_ZUESTA | hp01 | 03_CH | ZUESTA | building | Building | roof_area_in_m2 | 95.44
2026-07-31 12:42:32 UTC | hp01_03_CH_ZUESTA | hp01 | 03_CH | ZUESTA | building | Building | window_u_value_in_watt_per_m2_per_kelvin | 1.6
2026-07-31 12:42:32 UTC | hp01_03_CH_ZUESTA | hp01 | 03_CH | ZUESTA | building | Building | window_area_in_m2 | 28.8
2026-07-31 12:42:32 UTC | hp01_03_CH_ZUESTA | hp01 | 03_CH | ZUESTA | building | Building | door_u_value_in_watt_per_m2_per_kelvin
2026-07-31 12:42:32 UTC | hp01_03_CH_ZUESTA | hp01 | 03_CH | ZUESTA | building | Building | door_area_in_m2
2026-07-31 12:42:32 UTC | hp01_03_CH_ZUESTA | hp01 | 03_CH | ZUESTA | building | Building | set_heating_temperature_in_celsius | 20.5
2026-07-31 12:42:32 UTC | hp01_03_CH_ZUESTA | hp01 | 03_CH | ZUESTA | building | Building | set_cooling_temperature_in_celsius | 99
2026-07-31 12:42:32 UTC | hp01_03_CH_ZUESTA | hp01 | 03_CH | ZUESTA | building | Building | natural_ventilation_m3_per_h_per_person | 29
2026-07-31 12:42:32 UTC | hp01_03_CH_ZUESTA | hp01 | 03_CH | ZUESTA | building | Building | sia_natural_ventilation_m3_per_h_per_m2 | 0.6
2026-07-31 12:42:32 UTC | hp01_03_CH_ZUESTA | hp01 | 03_CH | ZUESTA | building | Building | swiss_infiltration_rate_per_h | 0.3
2026-07-31 12:42:32 UTC | hp01_03_CH_ZUESTA | hp01 | 03_CH | ZUESTA | building | Building | heating_demand_mode | iso13790
2026-07-31 12:42:32 UTC | hp01_03_CH_ZUESTA | hp01 | 03_CH | ZUESTA | building | Building | operative_heating_proportional_band_in_celsius | 1
2026-07-31 12:42:32 UTC | hp01_03_CH_ZUESTA | hp01 | 03_CH | ZUESTA | building | Building | operative_heating_proportional_gain | 1
2026-07-31 12:42:32 UTC | hp01_03_CH_ZUESTA | hp01 | 03_CH | ZUESTA | building | Building | control_comfort_lower_bound_shift_in_celsius
2026-07-31 12:42:32 UTC | hp01_03_CH_ZUESTA | hp01 | 03_CH | ZUESTA | building | Building | comfort_aware_seasonal_heating_gate | true
2026-07-31 12:42:32 UTC | hp01_03_CH_ZUESTA | hp01 | 03_CH | ZUESTA | component | StrictComfortDemandController | building_name | BUI1
2026-07-31 12:42:32 UTC | hp01_03_CH_ZUESTA | hp01 | 03_CH | ZUESTA | component | StrictComfortDemandController | name | StrictComfortDemandController
2026-07-31 12:42:32 UTC | hp01_03_CH_ZUESTA | hp01 | 03_CH | ZUESTA | component | StrictComfortDemandController | temperature_air_heating_in_celsius | 20.5
2026-07-31 12:42:32 UTC | hp01_03_CH_ZUESTA | hp01 | 03_CH | ZUESTA | component | StrictComfortDemandController | temperature_air_cooling_in_celsius | 24
2026-07-31 12:42:32 UTC | hp01_03_CH_ZUESTA | hp01 | 03_CH | ZUESTA | component | StrictComfortDemandController | offset | 0.5
2026-07-31 12:42:32 UTC | hp01_03_CH_ZUESTA | hp01 | 03_CH | ZUESTA | component | StrictComfortDemandController | mode | 2
2026-07-31 12:42:32 UTC | hp01_03_CH_ZUESTA | hp01 | 03_CH | ZUESTA | component | StrictComfortDemandController | use_adaptive_comfort_band | true
2026-07-31 12:42:32 UTC | hp01_03_CH_ZUESTA | hp01 | 03_CH | ZUESTA | component | StrictComfortDemandController | control_strategy | strict_comfort_band_v1
2026-07-31 12:42:32 UTC | hp01_03_CH_ZUESTA | hp01 | 03_CH | ZUESTA | component | StrictComfortDemandController | comfort_band_inner_offset_in_celsius | 0.5
2026-07-31 12:42:32 UTC | hp01_03_CH_ZUESTA | hp01 | 03_CH | ZUESTA | component | StrictComfortDemandController | comfort_band_inner_offset_lower_in_celsius | 1
2026-07-31 12:42:32 UTC | hp01_03_CH_ZUESTA | hp01 | 03_CH | ZUESTA | component | StrictComfortDemandController | comfort_band_inner_offset_upper_in_celsius | 0.5
2026-07-31 12:42:32 UTC | hp01_03_CH_ZUESTA | hp01 | 03_CH | ZUESTA | component | StrictComfortDemandController | heating_disabled_above_running_mean_outdoor_temperature_in_celsius | 18
2026-07-31 12:42:32 UTC | hp01_03_CH_ZUESTA | hp01 | 03_CH | ZUESTA | component | StrictComfortDemandController | cooling_enabled_above_running_mean_outdoor_temperature_in_celsius | 99
2026-07-31 12:42:32 UTC | hp01_03_CH_ZUESTA | hp01 | 03_CH | ZUESTA | component | ComfortBandHeatingDemand | building_name | BUI1
2026-07-31 12:42:32 UTC | hp01_03_CH_ZUESTA | hp01 | 03_CH | ZUESTA | component | ComfortBandHeatingDemand | name | ComfortBandHeatingDemand
2026-07-31 12:42:32 UTC | hp01_03_CH_ZUESTA | hp01 | 03_CH | ZUESTA | component | ComfortBandHeatingDemand | max_heating_power_in_watt | 10601.2
2026-07-31 12:42:32 UTC | hp01_03_CH_ZUESTA | hp01 | 03_CH | ZUESTA | component | ComfortBandHeatingDemand | proportional_gain_in_watt_per_kelvin | 21202.5
2026-07-31 12:42:32 UTC | hp01_03_CH_ZUESTA | hp01 | 03_CH | ZUESTA | component | StrictComfortSetpointModifier | building_name | BUI1
2026-07-31 12:42:32 UTC | hp01_03_CH_ZUESTA | hp01 | 03_CH | ZUESTA | component | StrictComfortSetpointModifier | name | StrictComfortSetpointModifier
2026-07-31 12:42:32 UTC | hp01_03_CH_ZUESTA | hp01 | 03_CH | ZUESTA | component | StrictComfortSetpointModifier | base_heating_setpoint_in_celsius | 20.5
2026-07-31 12:42:32 UTC | hp01_03_CH_ZUESTA | hp01 | 03_CH | ZUESTA | component | StrictComfortSetpointModifier | recovery_gain | 5
2026-07-31 12:42:32 UTC | hp01_03_CH_ZUESTA | hp01 | 03_CH | ZUESTA | component | StrictComfortSetpointModifier | max_recovery_boost_in_celsius | 5
2026-07-31 12:42:32 UTC | hp01_03_CH_ZUESTA | hp01 | 03_CH | ZUESTA | component | StrictComfortSetpointModifier | clamp_min_modifier_in_celsius
2026-07-31 12:42:32 UTC | hp01_03_CH_ZUESTA | hp01 | 03_CH | ZUESTA | component | StrictComfortSetpointModifier | clamp_max_modifier_in_celsius | 15
2026-07-31 12:42:32 UTC | hp01_03_CH_ZUESTA | hp01 | 03_CH | ZUESTA | component | HeatDistributionController | building_name | BUI1
2026-07-31 12:42:32 UTC | hp01_03_CH_ZUESTA | hp01 | 03_CH | ZUESTA | component | HeatDistributionController | name | HeatDistributionController
2026-07-31 12:42:32 UTC | hp01_03_CH_ZUESTA | hp01 | 03_CH | ZUESTA | component | HeatDistributionController | heating_system | HeatDistributionSystemType.FLOORHEATING
2026-07-31 12:42:32 UTC | hp01_03_CH_ZUESTA | hp01 | 03_CH | ZUESTA | component | HeatDistributionController | set_heating_threshold_outside_temperature_in_celsius | 16
2026-07-31 12:42:32 UTC | hp01_03_CH_ZUESTA | hp01 | 03_CH | ZUESTA | component | HeatDistributionController | heating_reference_temperature_in_celsius | -8
2026-07-31 12:42:32 UTC | hp01_03_CH_ZUESTA | hp01 | 03_CH | ZUESTA | component | HeatDistributionController | set_heating_temperature_for_building_in_celsius | 20.5
2026-07-31 12:42:32 UTC | hp01_03_CH_ZUESTA | hp01 | 03_CH | ZUESTA | component | HeatDistributionController | set_cooling_temperature_for_building_in_celsius | 99
2026-07-31 12:42:32 UTC | hp01_03_CH_ZUESTA | hp01 | 03_CH | ZUESTA | component | HeatDistributionController | heating_load_of_building_in_watt | 10601.2
2026-07-31 12:42:32 UTC | hp01_03_CH_ZUESTA | hp01 | 03_CH | ZUESTA | heat_distribution | HeatDistributionSystem | absolute_conditioned_floor_area_in_m2 | 18
2026-07-31 12:42:32 UTC | hp01_03_CH_ZUESTA | hp01 | 03_CH | ZUESTA | thermal_storage | SimpleHotWaterStorage | volume_heating_water_storage_in_liter | 530.1
2026-07-31 12:42:32 UTC | hp01_03_CH_ZUESTA | hp01 | 03_CH | ZUESTA | component | BufferRemainingCapacity60C | building_name | BUI1
2026-07-31 12:42:32 UTC | hp01_03_CH_ZUESTA | hp01 | 03_CH | ZUESTA | component | BufferRemainingCapacity60C | name | BufferRemainingCapacity60C
2026-07-31 12:42:32 UTC | hp01_03_CH_ZUESTA | hp01 | 03_CH | ZUESTA | component | BufferRemainingCapacity60C | volume_heating_water_storage_in_liter | 530.1
2026-07-31 12:42:32 UTC | hp01_03_CH_ZUESTA | hp01 | 03_CH | ZUESTA | component | BufferRemainingCapacity60C | max_temperature_in_celsius | 6
2026-07-31 12:42:32 UTC | hp01_03_CH_ZUESTA | hp01 | 03_CH | ZUESTA | component | BufferRemainingCapacity60C | water_density_kg_per_liter | 0.992
2026-07-31 12:42:32 UTC | hp01_03_CH_ZUESTA | hp01 | 03_CH | ZUESTA | component | BufferRemainingCapacity60C | water_specific_heat_capacity_j_per_kg_per_k | 4180
2026-07-31 12:42:32 UTC | hp01_03_CH_ZUESTA | hp01 | 03_CH | ZUESTA | component | HeatPumpControllerSH | building_name | BUI1
2026-07-31 12:42:32 UTC | hp01_03_CH_ZUESTA | hp01 | 03_CH | ZUESTA | component | HeatPumpControllerSH | name | HeatPumpControllerSH
2026-07-31 12:42:32 UTC | hp01_03_CH_ZUESTA | hp01 | 03_CH | ZUESTA | component | HeatPumpControllerSH | mode | 1
2026-07-31 12:42:32 UTC | hp01_03_CH_ZUESTA | hp01 | 03_CH | ZUESTA | component | HeatPumpControllerSH | set_heating_threshold_outside_temperature_in_celsius | 16
2026-07-31 12:42:32 UTC | hp01_03_CH_ZUESTA | hp01 | 03_CH | ZUESTA | component | HeatPumpControllerSH | set_cooling_threshold_outside_temperature_in_celsius | 3
2026-07-31 12:42:32 UTC | hp01_03_CH_ZUESTA | hp01 | 03_CH | ZUESTA | component | HeatPumpControllerSH | upper_temperature_offset_for_state_conditions_in_celsius | 1
2026-07-31 12:42:32 UTC | hp01_03_CH_ZUESTA | hp01 | 03_CH | ZUESTA | component | HeatPumpControllerSH | lower_temperature_offset_for_state_conditions_in_celsius | 1
2026-07-31 12:42:32 UTC | hp01_03_CH_ZUESTA | hp01 | 03_CH | ZUESTA | component | HeatPumpControllerSH | heat_distribution_system_type | HeatDistributionSystemType.FLOORHEATING
2026-07-31 12:42:32 UTC | hp01_03_CH_ZUESTA | hp01 | 03_CH | ZUESTA | component | HeatPumpControllerDHW | building_name | BUI1
2026-07-31 12:42:32 UTC | hp01_03_CH_ZUESTA | hp01 | 03_CH | ZUESTA | component | HeatPumpControllerDHW | name | HeatPumpControllerDHW
2026-07-31 12:42:32 UTC | hp01_03_CH_ZUESTA | hp01 | 03_CH | ZUESTA | component | HeatPumpControllerDHW | t_min_dhw_storage_in_celsius | 4
2026-07-31 12:42:32 UTC | hp01_03_CH_ZUESTA | hp01 | 03_CH | ZUESTA | component | HeatPumpControllerDHW | t_max_dhw_storage_in_celsius | 6
2026-07-31 12:42:32 UTC | hp01_03_CH_ZUESTA | hp01 | 03_CH | ZUESTA | component | HeatPumpControllerDHW | thermalpower_dhw_is_constant | false
2026-07-31 12:42:32 UTC | hp01_03_CH_ZUESTA | hp01 | 03_CH | ZUESTA | component | HeatPumpControllerDHW | p_th_max_dhw_in_watt | 5000
2026-07-31 12:42:32 UTC | hp01_03_CH_ZUESTA | hp01 | 03_CH | ZUESTA | heat_generator | HeatPumpHPLib | set_thermal_output_power_in_watt | 7420
2026-07-31 12:42:32 UTC | hp01_03_CH_ZUESTA | hp01 | 03_CH | ZUESTA | heat_generator | HeatPumpHPLib | flow_temperature_in_celsius | 35
2026-07-31 12:42:32 UTC | hp01_03_CH_ZUESTA | hp01 | 03_CH | ZUESTA | heat_generator | HeatPumpHPLib | heating_reference_temperature_in_celsius | -7
2026-07-31 12:42:32 UTC | hp01_03_CH_ZUESTA | hp01 | 03_CH | ZUESTA | heat_generator | HeatPumpHPLib | with_domestic_hot_water_preparation | true
2026-07-31 12:42:32 UTC | hp01_03_CH_ZUESTA | hp01 | 03_CH | ZUESTA | heat_generator | HeatPumpHPLib | minimum_running_time_in_seconds | 14400
2026-07-31 12:42:32 UTC | hp01_03_CH_ZUESTA | hp01 | 03_CH | ZUESTA | heat_generator | HeatPumpHPLib | minimum_idle_time_in_seconds | 900
2026-07-31 12:42:32 UTC | hp01_03_CH_ZUESTA | hp01 | 03_CH | ZUESTA | heat_generator | HeatPumpHPLib | group_id | 1
2026-07-31 12:42:32 UTC | hp01_03_CH_ZUESTA | hp01 | 03_CH | ZUESTA | component | HeatGeneratorTotalThermalPower | building_name | BUI1
2026-07-31 12:42:32 UTC | hp01_03_CH_ZUESTA | hp01 | 03_CH | ZUESTA | component | HeatGeneratorTotalThermalPower | name | HeatGeneratorTotalThermalPower
2026-07-31 12:42:32 UTC | hp01_03_CH_ZUESTA | hp01 | 03_CH | ZUESTA | component | HeatGeneratorTotalThermalPower | loadtype | LoadTypes.ANY
2026-07-31 12:42:32 UTC | hp01_03_CH_ZUESTA | hp01 | 03_CH | ZUESTA | component | HeatGeneratorTotalThermalPower | unit | Units.WATT
2026-07-31 12:42:32 UTC | hp01_03_CH_ZUESTA | hp01 | 03_CH | ZUESTA | component | HeatGeneratorPlantDhwThermalPower | building_name | BUI1
2026-07-31 12:42:32 UTC | hp01_03_CH_ZUESTA | hp01 | 03_CH | ZUESTA | component | HeatGeneratorPlantDhwThermalPower | name | HeatGeneratorPlantDhwThermalPower
2026-07-31 12:42:32 UTC | hp01_03_CH_ZUESTA | hp01 | 03_CH | ZUESTA | component | HeatGeneratorPlantDhwThermalPower | loadtype | LoadTypes.ANY
2026-07-31 12:42:32 UTC | hp01_03_CH_ZUESTA | hp01 | 03_CH | ZUESTA | component | HeatGeneratorPlantDhwThermalPower | unit | Units.WATT
2026-07-31 12:42:32 UTC | hp01_03_CH_ZUESTA | hp01 | 03_CH | ZUESTA | component | SolarDhwThermalPower | building_name | BUI1
2026-07-31 12:42:32 UTC | hp01_03_CH_ZUESTA | hp01 | 03_CH | ZUESTA | component | SolarDhwThermalPower | name | SolarDhwThermalPower
2026-07-31 12:42:32 UTC | hp01_03_CH_ZUESTA | hp01 | 03_CH | ZUESTA | component | SolarDhwThermalPower | value_watt
2026-07-31 12:42:32 UTC | hp01_03_CH_ZUESTA | hp01 | 03_CH | ZUESTA | component | SolarDhwThermalPower | loadtype | LoadTypes.ANY
2026-07-31 12:42:32 UTC | hp01_03_CH_ZUESTA | hp01 | 03_CH | ZUESTA | component | SolarDhwThermalPower | unit | Units.WATT
2026-07-31 12:42:32 UTC | hp01_03_CH_ZUESTA | hp01 | 03_CH | ZUESTA | component | FlexibilityPotential | building_name | BUI1
2026-07-31 12:42:32 UTC | hp01_03_CH_ZUESTA | hp01 | 03_CH | ZUESTA | component | FlexibilityPotential | name | FlexibilityPotential
2026-07-31 12:42:32 UTC | hp01_03_CH_ZUESTA | hp01 | 03_CH | ZUESTA | component | FlexibilityPotential | fallback_heating_cop | 1
2026-07-31 12:42:32 UTC | hp01_03_CH_ZUESTA | hp01 | 03_CH | ZUESTA | component | FlexibilityPotential | fallback_cooling_eer
2026-07-31 12:42:32 UTC | hp01_04_CH_ZUESTA | hp01 | 04_CH | ZUESTA | simulation | SimulationParameters | year | 2050
2026-07-31 12:42:32 UTC | hp01_04_CH_ZUESTA | hp01 | 04_CH | ZUESTA | simulation | SimulationParameters | seconds_per_timestep | 9 | s
2026-07-31 12:42:32 UTC | hp01_04_CH_ZUESTA | hp01 | 04_CH | ZUESTA | simulation | SimulationParameters | country | CH
2026-07-31 12:42:32 UTC | hp01_04_CH_ZUESTA | hp01 | 04_CH | ZUESTA | cli | cli_overrides | ARCH | 04_CH
2026-07-31 12:42:32 UTC | hp01_04_CH_ZUESTA | hp01 | 04_CH | ZUESTA | cli | cli_overrides | WEATHER | ZUESTA
2026-07-31 12:42:32 UTC | hp01_04_CH_ZUESTA | hp01 | 04_CH | ZUESTA | cli | cli_overrides | TIME_HORIZON | future
2026-07-31 12:42:32 UTC | hp01_04_CH_ZUESTA | hp01 | 04_CH | ZUESTA | cli | cli_overrides | SCENARIO | none
2026-07-31 12:42:32 UTC | hp01_04_CH_ZUESTA | hp01 | 04_CH | ZUESTA | cli | cli_overrides | OCC | SIA2024
2026-07-31 12:42:32 UTC | hp01_04_CH_ZUESTA | hp01 | 04_CH | ZUESTA | cli | cli_overrides | HEATGEN_SIZING | IDEAL_LOOKUP
2026-07-31 12:42:32 UTC | hp01_04_CH_ZUESTA | hp01 | 04_CH | ZUESTA | cli | cli_overrides | HP_MODEL | Viessmann Werke GmbH & Co KG / Vitocal 250-A Compact AWMOF-251.A1.16-400-V001/V002
2026-07-31 12:42:32 UTC | hp01_04_CH_ZUESTA | hp01 | 04_CH | ZUESTA | cli | cli_overrides | HP_NOMINAL_POWER_W | 7600
2026-07-31 12:42:32 UTC | hp01_04_CH_ZUESTA | hp01 | 04_CH | ZUESTA | cli | cli_overrides | HP_SHARE_OF_IDEAL | 0.8
2026-07-31 12:42:32 UTC | hp01_04_CH_ZUESTA | hp01 | 04_CH | ZUESTA | internal_loads | SIA2024Occupancy | conditioned_floor_area_in_m2 | 19
2026-07-31 12:42:32 UTC | hp01_04_CH_ZUESTA | hp01 | 04_CH | ZUESTA | internal_loads | SIA2024Occupancy | appliances_load_w_per_m2 | 1
2026-07-31 12:42:32 UTC | hp01_04_CH_ZUESTA | hp01 | 04_CH | ZUESTA | internal_loads | SIA2024Occupancy | lighting_load_w_per_m2 | 3
2026-07-31 12:42:32 UTC | hp01_04_CH_ZUESTA | hp01 | 04_CH | ZUESTA | internal_loads | SIA2024Occupancy | lighting_annual_full_load_hours | 846
2026-07-31 12:42:32 UTC | hp01_04_CH_ZUESTA | hp01 | 04_CH | ZUESTA | internal_loads | SIA2024Occupancy | appliances_yearly_utilization_per_month | 0.7995
2026-07-31 12:42:32 UTC | hp01_04_CH_ZUESTA | hp01 | 04_CH | ZUESTA | weather | Weather | source_path | C:\Users\het\HiSim\hisim\inputs\weather\custom_csv\Zurich\NABZUE_2060_RCP85_DRY.csv
2026-07-31 12:42:32 UTC | hp01_04_CH_ZUESTA | hp01 | 04_CH | ZUESTA | weather | Weather | location | Zurich
2026-07-31 12:42:32 UTC | hp01_04_CH_ZUESTA | hp01 | 04_CH | ZUESTA | weather | Weather | name | Weather
2026-07-31 12:42:32 UTC | hp01_04_CH_ZUESTA | hp01 | 04_CH | ZUESTA | component | ElectricityMeter | building_name | BUI1
2026-07-31 12:42:32 UTC | hp01_04_CH_ZUESTA | hp01 | 04_CH | ZUESTA | component | ElectricityMeter | name | ElectricityMeter
2026-07-31 12:42:32 UTC | hp01_04_CH_ZUESTA | hp01 | 04_CH | ZUESTA | building | Building | building_name | 1961_1970
2026-07-31 12:42:32 UTC | hp01_04_CH_ZUESTA | hp01 | 04_CH | ZUESTA | building | Building | building_code | AT.N.SFH.04.Gen.ReEx.001.002
2026-07-31 12:42:32 UTC | hp01_04_CH_ZUESTA | hp01 | 04_CH | ZUESTA | building | Building | building_heat_capacity_class | heavy
2026-07-31 12:42:32 UTC | hp01_04_CH_ZUESTA | hp01 | 04_CH | ZUESTA | building | Building | absolute_conditioned_floor_area_in_m2 | 190
2026-07-31 12:42:32 UTC | hp01_04_CH_ZUESTA | hp01 | 04_CH | ZUESTA | building | Building | heating_reference_temperature_in_celsius | -8
2026-07-31 12:42:32 UTC | hp01_04_CH_ZUESTA | hp01 | 04_CH | ZUESTA | building | Building | floor_u_value_in_watt_per_m2_per_kelvin | 1
2026-07-31 12:42:32 UTC | hp01_04_CH_ZUESTA | hp01 | 04_CH | ZUESTA | building | Building | floor_area_in_m2 | 99.2
2026-07-31 12:42:32 UTC | hp01_04_CH_ZUESTA | hp01 | 04_CH | ZUESTA | building | Building | facade_u_value_in_watt_per_m2_per_kelvin | 0.7
2026-07-31 12:42:32 UTC | hp01_04_CH_ZUESTA | hp01 | 04_CH | ZUESTA | building | Building | facade_area_in_m2 | 163.4
2026-07-31 12:42:32 UTC | hp01_04_CH_ZUESTA | hp01 | 04_CH | ZUESTA | building | Building | roof_u_value_in_watt_per_m2_per_kelvin | 0.47
2026-07-31 12:42:32 UTC | hp01_04_CH_ZUESTA | hp01 | 04_CH | ZUESTA | building | Building | roof_area_in_m2 | 108.8
2026-07-31 12:42:32 UTC | hp01_04_CH_ZUESTA | hp01 | 04_CH | ZUESTA | building | Building | window_u_value_in_watt_per_m2_per_kelvin | 1.7
2026-07-31 12:42:32 UTC | hp01_04_CH_ZUESTA | hp01 | 04_CH | ZUESTA | building | Building | window_area_in_m2 | 30.4
2026-07-31 12:42:32 UTC | hp01_04_CH_ZUESTA | hp01 | 04_CH | ZUESTA | building | Building | door_u_value_in_watt_per_m2_per_kelvin
2026-07-31 12:42:32 UTC | hp01_04_CH_ZUESTA | hp01 | 04_CH | ZUESTA | building | Building | door_area_in_m2
2026-07-31 12:42:32 UTC | hp01_04_CH_ZUESTA | hp01 | 04_CH | ZUESTA | building | Building | set_heating_temperature_in_celsius | 20.5
2026-07-31 12:42:32 UTC | hp01_04_CH_ZUESTA | hp01 | 04_CH | ZUESTA | building | Building | set_cooling_temperature_in_celsius | 99
2026-07-31 12:42:32 UTC | hp01_04_CH_ZUESTA | hp01 | 04_CH | ZUESTA | building | Building | natural_ventilation_m3_per_h_per_person | 29
2026-07-31 12:42:32 UTC | hp01_04_CH_ZUESTA | hp01 | 04_CH | ZUESTA | building | Building | sia_natural_ventilation_m3_per_h_per_m2 | 0.6
2026-07-31 12:42:32 UTC | hp01_04_CH_ZUESTA | hp01 | 04_CH | ZUESTA | building | Building | swiss_infiltration_rate_per_h | 0.3
2026-07-31 12:42:32 UTC | hp01_04_CH_ZUESTA | hp01 | 04_CH | ZUESTA | building | Building | heating_demand_mode | iso13790
2026-07-31 12:42:32 UTC | hp01_04_CH_ZUESTA | hp01 | 04_CH | ZUESTA | building | Building | operative_heating_proportional_band_in_celsius | 1
2026-07-31 12:42:32 UTC | hp01_04_CH_ZUESTA | hp01 | 04_CH | ZUESTA | building | Building | operative_heating_proportional_gain | 1
2026-07-31 12:42:32 UTC | hp01_04_CH_ZUESTA | hp01 | 04_CH | ZUESTA | building | Building | control_comfort_lower_bound_shift_in_celsius
2026-07-31 12:42:32 UTC | hp01_04_CH_ZUESTA | hp01 | 04_CH | ZUESTA | building | Building | comfort_aware_seasonal_heating_gate | true
2026-07-31 12:42:32 UTC | hp01_04_CH_ZUESTA | hp01 | 04_CH | ZUESTA | component | StrictComfortDemandController | building_name | BUI1
2026-07-31 12:42:32 UTC | hp01_04_CH_ZUESTA | hp01 | 04_CH | ZUESTA | component | StrictComfortDemandController | name | StrictComfortDemandController
2026-07-31 12:42:32 UTC | hp01_04_CH_ZUESTA | hp01 | 04_CH | ZUESTA | component | StrictComfortDemandController | temperature_air_heating_in_celsius | 20.5
2026-07-31 12:42:32 UTC | hp01_04_CH_ZUESTA | hp01 | 04_CH | ZUESTA | component | StrictComfortDemandController | temperature_air_cooling_in_celsius | 24
2026-07-31 12:42:32 UTC | hp01_04_CH_ZUESTA | hp01 | 04_CH | ZUESTA | component | StrictComfortDemandController | offset | 0.5
2026-07-31 12:42:32 UTC | hp01_04_CH_ZUESTA | hp01 | 04_CH | ZUESTA | component | StrictComfortDemandController | mode | 2
2026-07-31 12:42:32 UTC | hp01_04_CH_ZUESTA | hp01 | 04_CH | ZUESTA | component | StrictComfortDemandController | use_adaptive_comfort_band | true
2026-07-31 12:42:32 UTC | hp01_04_CH_ZUESTA | hp01 | 04_CH | ZUESTA | component | StrictComfortDemandController | control_strategy | strict_comfort_band_v1
2026-07-31 12:42:32 UTC | hp01_04_CH_ZUESTA | hp01 | 04_CH | ZUESTA | component | StrictComfortDemandController | comfort_band_inner_offset_in_celsius | 0.5
2026-07-31 12:42:32 UTC | hp01_04_CH_ZUESTA | hp01 | 04_CH | ZUESTA | component | StrictComfortDemandController | comfort_band_inner_offset_lower_in_celsius | 1
2026-07-31 12:42:32 UTC | hp01_04_CH_ZUESTA | hp01 | 04_CH | ZUESTA | component | StrictComfortDemandController | comfort_band_inner_offset_upper_in_celsius | 0.5
2026-07-31 12:42:32 UTC | hp01_04_CH_ZUESTA | hp01 | 04_CH | ZUESTA | component | StrictComfortDemandController | heating_disabled_above_running_mean_outdoor_temperature_in_celsius | 18
2026-07-31 12:42:32 UTC | hp01_04_CH_ZUESTA | hp01 | 04_CH | ZUESTA | component | StrictComfortDemandController | cooling_enabled_above_running_mean_outdoor_temperature_in_celsius | 99
2026-07-31 12:42:32 UTC | hp01_04_CH_ZUESTA | hp01 | 04_CH | ZUESTA | component | ComfortBandHeatingDemand | building_name | BUI1
2026-07-31 12:42:32 UTC | hp01_04_CH_ZUESTA | hp01 | 04_CH | ZUESTA | component | ComfortBandHeatingDemand | name | ComfortBandHeatingDemand
2026-07-31 12:42:32 UTC | hp01_04_CH_ZUESTA | hp01 | 04_CH | ZUESTA | component | ComfortBandHeatingDemand | max_heating_power_in_watt | 10850.1
2026-07-31 12:42:32 UTC | hp01_04_CH_ZUESTA | hp01 | 04_CH | ZUESTA | component | ComfortBandHeatingDemand | proportional_gain_in_watt_per_kelvin | 21700.3
2026-07-31 12:42:32 UTC | hp01_04_CH_ZUESTA | hp01 | 04_CH | ZUESTA | component | StrictComfortSetpointModifier | building_name | BUI1
2026-07-31 12:42:32 UTC | hp01_04_CH_ZUESTA | hp01 | 04_CH | ZUESTA | component | StrictComfortSetpointModifier | name | StrictComfortSetpointModifier
2026-07-31 12:42:32 UTC | hp01_04_CH_ZUESTA | hp01 | 04_CH | ZUESTA | component | StrictComfortSetpointModifier | base_heating_setpoint_in_celsius | 20.5
2026-07-31 12:42:32 UTC | hp01_04_CH_ZUESTA | hp01 | 04_CH | ZUESTA | component | StrictComfortSetpointModifier | recovery_gain | 5
2026-07-31 12:42:32 UTC | hp01_04_CH_ZUESTA | hp01 | 04_CH | ZUESTA | component | StrictComfortSetpointModifier | max_recovery_boost_in_celsius | 5
2026-07-31 12:42:32 UTC | hp01_04_CH_ZUESTA | hp01 | 04_CH | ZUESTA | component | StrictComfortSetpointModifier | clamp_min_modifier_in_celsius
2026-07-31 12:42:32 UTC | hp01_04_CH_ZUESTA | hp01 | 04_CH | ZUESTA | component | StrictComfortSetpointModifier | clamp_max_modifier_in_celsius | 15
2026-07-31 12:42:32 UTC | hp01_04_CH_ZUESTA | hp01 | 04_CH | ZUESTA | component | HeatDistributionController | building_name | BUI1
2026-07-31 12:42:32 UTC | hp01_04_CH_ZUESTA | hp01 | 04_CH | ZUESTA | component | HeatDistributionController | name | HeatDistributionController
2026-07-31 12:42:32 UTC | hp01_04_CH_ZUESTA | hp01 | 04_CH | ZUESTA | component | HeatDistributionController | heating_system | HeatDistributionSystemType.FLOORHEATING
2026-07-31 12:42:32 UTC | hp01_04_CH_ZUESTA | hp01 | 04_CH | ZUESTA | component | HeatDistributionController | set_heating_threshold_outside_temperature_in_celsius | 16
2026-07-31 12:42:32 UTC | hp01_04_CH_ZUESTA | hp01 | 04_CH | ZUESTA | component | HeatDistributionController | heating_reference_temperature_in_celsius | -8
2026-07-31 12:42:32 UTC | hp01_04_CH_ZUESTA | hp01 | 04_CH | ZUESTA | component | HeatDistributionController | set_heating_temperature_for_building_in_celsius | 20.5
2026-07-31 12:42:32 UTC | hp01_04_CH_ZUESTA | hp01 | 04_CH | ZUESTA | component | HeatDistributionController | set_cooling_temperature_for_building_in_celsius | 99
2026-07-31 12:42:32 UTC | hp01_04_CH_ZUESTA | hp01 | 04_CH | ZUESTA | component | HeatDistributionController | heating_load_of_building_in_watt | 10850.1
2026-07-31 12:42:32 UTC | hp01_04_CH_ZUESTA | hp01 | 04_CH | ZUESTA | heat_distribution | HeatDistributionSystem | absolute_conditioned_floor_area_in_m2 | 19
2026-07-31 12:42:32 UTC | hp01_04_CH_ZUESTA | hp01 | 04_CH | ZUESTA | thermal_storage | SimpleHotWaterStorage | volume_heating_water_storage_in_liter | 542.5
2026-07-31 12:42:32 UTC | hp01_04_CH_ZUESTA | hp01 | 04_CH | ZUESTA | component | BufferRemainingCapacity60C | building_name | BUI1
2026-07-31 12:42:32 UTC | hp01_04_CH_ZUESTA | hp01 | 04_CH | ZUESTA | component | BufferRemainingCapacity60C | name | BufferRemainingCapacity60C
2026-07-31 12:42:32 UTC | hp01_04_CH_ZUESTA | hp01 | 04_CH | ZUESTA | component | BufferRemainingCapacity60C | volume_heating_water_storage_in_liter | 542.5
2026-07-31 12:42:32 UTC | hp01_04_CH_ZUESTA | hp01 | 04_CH | ZUESTA | component | BufferRemainingCapacity60C | max_temperature_in_celsius | 6
2026-07-31 12:42:32 UTC | hp01_04_CH_ZUESTA | hp01 | 04_CH | ZUESTA | component | BufferRemainingCapacity60C | water_density_kg_per_liter | 0.992
2026-07-31 12:42:32 UTC | hp01_04_CH_ZUESTA | hp01 | 04_CH | ZUESTA | component | BufferRemainingCapacity60C | water_specific_heat_capacity_j_per_kg_per_k | 4180
2026-07-31 12:42:32 UTC | hp01_04_CH_ZUESTA | hp01 | 04_CH | ZUESTA | component | HeatPumpControllerSH | building_name | BUI1
2026-07-31 12:42:32 UTC | hp01_04_CH_ZUESTA | hp01 | 04_CH | ZUESTA | component | HeatPumpControllerSH | name | HeatPumpControllerSH
2026-07-31 12:42:32 UTC | hp01_04_CH_ZUESTA | hp01 | 04_CH | ZUESTA | component | HeatPumpControllerSH | mode | 1
2026-07-31 12:42:32 UTC | hp01_04_CH_ZUESTA | hp01 | 04_CH | ZUESTA | component | HeatPumpControllerSH | set_heating_threshold_outside_temperature_in_celsius | 16
2026-07-31 12:42:32 UTC | hp01_04_CH_ZUESTA | hp01 | 04_CH | ZUESTA | component | HeatPumpControllerSH | set_cooling_threshold_outside_temperature_in_celsius | 3
2026-07-31 12:42:32 UTC | hp01_04_CH_ZUESTA | hp01 | 04_CH | ZUESTA | component | HeatPumpControllerSH | upper_temperature_offset_for_state_conditions_in_celsius | 1
2026-07-31 12:42:32 UTC | hp01_04_CH_ZUESTA | hp01 | 04_CH | ZUESTA | component | HeatPumpControllerSH | lower_temperature_offset_for_state_conditions_in_celsius | 1
2026-07-31 12:42:32 UTC | hp01_04_CH_ZUESTA | hp01 | 04_CH | ZUESTA | component | HeatPumpControllerSH | heat_distribution_system_type | HeatDistributionSystemType.FLOORHEATING
2026-07-31 12:42:32 UTC | hp01_04_CH_ZUESTA | hp01 | 04_CH | ZUESTA | component | HeatPumpControllerDHW | building_name | BUI1
2026-07-31 12:42:32 UTC | hp01_04_CH_ZUESTA | hp01 | 04_CH | ZUESTA | component | HeatPumpControllerDHW | name | HeatPumpControllerDHW
2026-07-31 12:42:32 UTC | hp01_04_CH_ZUESTA | hp01 | 04_CH | ZUESTA | component | HeatPumpControllerDHW | t_min_dhw_storage_in_celsius | 4
2026-07-31 12:42:32 UTC | hp01_04_CH_ZUESTA | hp01 | 04_CH | ZUESTA | component | HeatPumpControllerDHW | t_max_dhw_storage_in_celsius | 6
2026-07-31 12:42:32 UTC | hp01_04_CH_ZUESTA | hp01 | 04_CH | ZUESTA | component | HeatPumpControllerDHW | thermalpower_dhw_is_constant | false
2026-07-31 12:42:32 UTC | hp01_04_CH_ZUESTA | hp01 | 04_CH | ZUESTA | component | HeatPumpControllerDHW | p_th_max_dhw_in_watt | 5000
2026-07-31 12:42:32 UTC | hp01_04_CH_ZUESTA | hp01 | 04_CH | ZUESTA | heat_generator | HeatPumpHPLib | set_thermal_output_power_in_watt | 7600
2026-07-31 12:42:32 UTC | hp01_04_CH_ZUESTA | hp01 | 04_CH | ZUESTA | heat_generator | HeatPumpHPLib | flow_temperature_in_celsius | 35
2026-07-31 12:42:32 UTC | hp01_04_CH_ZUESTA | hp01 | 04_CH | ZUESTA | heat_generator | HeatPumpHPLib | heating_reference_temperature_in_celsius | -7
2026-07-31 12:42:32 UTC | hp01_04_CH_ZUESTA | hp01 | 04_CH | ZUESTA | heat_generator | HeatPumpHPLib | with_domestic_hot_water_preparation | true
2026-07-31 12:42:32 UTC | hp01_04_CH_ZUESTA | hp01 | 04_CH | ZUESTA | heat_generator | HeatPumpHPLib | minimum_running_time_in_seconds | 14400
2026-07-31 12:42:32 UTC | hp01_04_CH_ZUESTA | hp01 | 04_CH | ZUESTA | heat_generator | HeatPumpHPLib | minimum_idle_time_in_seconds | 900
2026-07-31 12:42:32 UTC | hp01_04_CH_ZUESTA | hp01 | 04_CH | ZUESTA | heat_generator | HeatPumpHPLib | group_id | 1
2026-07-31 12:42:32 UTC | hp01_04_CH_ZUESTA | hp01 | 04_CH | ZUESTA | component | HeatGeneratorTotalThermalPower | building_name | BUI1
2026-07-31 12:42:32 UTC | hp01_04_CH_ZUESTA | hp01 | 04_CH | ZUESTA | component | HeatGeneratorTotalThermalPower | name | HeatGeneratorTotalThermalPower
2026-07-31 12:42:32 UTC | hp01_04_CH_ZUESTA | hp01 | 04_CH | ZUESTA | component | HeatGeneratorTotalThermalPower | loadtype | LoadTypes.ANY
2026-07-31 12:42:32 UTC | hp01_04_CH_ZUESTA | hp01 | 04_CH | ZUESTA | component | HeatGeneratorTotalThermalPower | unit | Units.WATT
2026-07-31 12:42:32 UTC | hp01_04_CH_ZUESTA | hp01 | 04_CH | ZUESTA | component | HeatGeneratorPlantDhwThermalPower | building_name | BUI1
2026-07-31 12:42:32 UTC | hp01_04_CH_ZUESTA | hp01 | 04_CH | ZUESTA | component | HeatGeneratorPlantDhwThermalPower | name | HeatGeneratorPlantDhwThermalPower
2026-07-31 12:42:32 UTC | hp01_04_CH_ZUESTA | hp01 | 04_CH | ZUESTA | component | HeatGeneratorPlantDhwThermalPower | loadtype | LoadTypes.ANY
2026-07-31 12:42:32 UTC | hp01_04_CH_ZUESTA | hp01 | 04_CH | ZUESTA | component | HeatGeneratorPlantDhwThermalPower | unit | Units.WATT
2026-07-31 12:42:32 UTC | hp01_04_CH_ZUESTA | hp01 | 04_CH | ZUESTA | component | SolarDhwThermalPower | building_name | BUI1
2026-07-31 12:42:32 UTC | hp01_04_CH_ZUESTA | hp01 | 04_CH | ZUESTA | component | SolarDhwThermalPower | name | SolarDhwThermalPower
2026-07-31 12:42:32 UTC | hp01_04_CH_ZUESTA | hp01 | 04_CH | ZUESTA | component | SolarDhwThermalPower | value_watt
2026-07-31 12:42:32 UTC | hp01_04_CH_ZUESTA | hp01 | 04_CH | ZUESTA | component | SolarDhwThermalPower | loadtype | LoadTypes.ANY
2026-07-31 12:42:32 UTC | hp01_04_CH_ZUESTA | hp01 | 04_CH | ZUESTA | component | SolarDhwThermalPower | unit | Units.WATT
2026-07-31 12:42:32 UTC | hp01_04_CH_ZUESTA | hp01 | 04_CH | ZUESTA | component | FlexibilityPotential | building_name | BUI1
2026-07-31 12:42:32 UTC | hp01_04_CH_ZUESTA | hp01 | 04_CH | ZUESTA | component | FlexibilityPotential | name | FlexibilityPotential
2026-07-31 12:42:32 UTC | hp01_04_CH_ZUESTA | hp01 | 04_CH | ZUESTA | component | FlexibilityPotential | fallback_heating_cop | 1
2026-07-31 12:42:32 UTC | hp01_04_CH_ZUESTA | hp01 | 04_CH | ZUESTA | component | FlexibilityPotential | fallback_cooling_eer
2026-07-31 12:42:32 UTC | hp01_05_CH_ZUESTA | hp01 | 05_CH | ZUESTA | simulation | SimulationParameters | year | 2050
2026-07-31 12:42:32 UTC | hp01_05_CH_ZUESTA | hp01 | 05_CH | ZUESTA | simulation | SimulationParameters | seconds_per_timestep | 9 | s
2026-07-31 12:42:32 UTC | hp01_05_CH_ZUESTA | hp01 | 05_CH | ZUESTA | simulation | SimulationParameters | country | CH
2026-07-31 12:42:32 UTC | hp01_05_CH_ZUESTA | hp01 | 05_CH | ZUESTA | cli | cli_overrides | ARCH | 05_CH
2026-07-31 12:42:32 UTC | hp01_05_CH_ZUESTA | hp01 | 05_CH | ZUESTA | cli | cli_overrides | WEATHER | ZUESTA
2026-07-31 12:42:32 UTC | hp01_05_CH_ZUESTA | hp01 | 05_CH | ZUESTA | cli | cli_overrides | TIME_HORIZON | future
2026-07-31 12:42:32 UTC | hp01_05_CH_ZUESTA | hp01 | 05_CH | ZUESTA | cli | cli_overrides | SCENARIO | none
2026-07-31 12:42:32 UTC | hp01_05_CH_ZUESTA | hp01 | 05_CH | ZUESTA | cli | cli_overrides | OCC | SIA2024
2026-07-31 12:42:32 UTC | hp01_05_CH_ZUESTA | hp01 | 05_CH | ZUESTA | cli | cli_overrides | HEATGEN_SIZING | IDEAL_LOOKUP
2026-07-31 12:42:32 UTC | hp01_05_CH_ZUESTA | hp01 | 05_CH | ZUESTA | cli | cli_overrides | HP_MODEL | Viessmann Werke GmbH & Co KG / Vitocal 300-A AWO-AC 301.B07
2026-07-31 12:42:32 UTC | hp01_05_CH_ZUESTA | hp01 | 05_CH | ZUESTA | cli | cli_overrides | HP_NOMINAL_POWER_W | 7420
2026-07-31 12:42:32 UTC | hp01_05_CH_ZUESTA | hp01 | 05_CH | ZUESTA | cli | cli_overrides | HP_SHARE_OF_IDEAL | 0.8
2026-07-31 12:42:32 UTC | hp01_05_CH_ZUESTA | hp01 | 05_CH | ZUESTA | internal_loads | SIA2024Occupancy | conditioned_floor_area_in_m2 | 2
2026-07-31 12:42:32 UTC | hp01_05_CH_ZUESTA | hp01 | 05_CH | ZUESTA | internal_loads | SIA2024Occupancy | appliances_load_w_per_m2 | 1
2026-07-31 12:42:32 UTC | hp01_05_CH_ZUESTA | hp01 | 05_CH | ZUESTA | internal_loads | SIA2024Occupancy | lighting_load_w_per_m2 | 3
2026-07-31 12:42:32 UTC | hp01_05_CH_ZUESTA | hp01 | 05_CH | ZUESTA | internal_loads | SIA2024Occupancy | lighting_annual_full_load_hours | 846
2026-07-31 12:42:32 UTC | hp01_05_CH_ZUESTA | hp01 | 05_CH | ZUESTA | internal_loads | SIA2024Occupancy | appliances_yearly_utilization_per_month | 0.7995
2026-07-31 12:42:32 UTC | hp01_05_CH_ZUESTA | hp01 | 05_CH | ZUESTA | weather | Weather | source_path | C:\Users\het\HiSim\hisim\inputs\weather\custom_csv\Zurich\NABZUE_2060_RCP85_DRY.csv
2026-07-31 12:42:32 UTC | hp01_05_CH_ZUESTA | hp01 | 05_CH | ZUESTA | weather | Weather | location | Zurich
2026-07-31 12:42:32 UTC | hp01_05_CH_ZUESTA | hp01 | 05_CH | ZUESTA | weather | Weather | name | Weather
2026-07-31 12:42:32 UTC | hp01_05_CH_ZUESTA | hp01 | 05_CH | ZUESTA | component | ElectricityMeter | building_name | BUI1
2026-07-31 12:42:32 UTC | hp01_05_CH_ZUESTA | hp01 | 05_CH | ZUESTA | component | ElectricityMeter | name | ElectricityMeter
2026-07-31 12:42:32 UTC | hp01_05_CH_ZUESTA | hp01 | 05_CH | ZUESTA | building | Building | building_name | 1971_1980
2026-07-31 12:42:32 UTC | hp01_05_CH_ZUESTA | hp01 | 05_CH | ZUESTA | building | Building | building_code | AT.N.SFH.04.Gen.ReEx.001.002
2026-07-31 12:42:32 UTC | hp01_05_CH_ZUESTA | hp01 | 05_CH | ZUESTA | building | Building | building_heat_capacity_class | medium
2026-07-31 12:42:32 UTC | hp01_05_CH_ZUESTA | hp01 | 05_CH | ZUESTA | building | Building | absolute_conditioned_floor_area_in_m2 | 200
2026-07-31 12:42:32 UTC | hp01_05_CH_ZUESTA | hp01 | 05_CH | ZUESTA | building | Building | heating_reference_temperature_in_celsius | -8
2026-07-31 12:42:32 UTC | hp01_05_CH_ZUESTA | hp01 | 05_CH | ZUESTA | building | Building | floor_u_value_in_watt_per_m2_per_kelvin | 0.88
2026-07-31 12:42:32 UTC | hp01_05_CH_ZUESTA | hp01 | 05_CH | ZUESTA | building | Building | floor_area_in_m2 | 102.9
2026-07-31 12:42:32 UTC | hp01_05_CH_ZUESTA | hp01 | 05_CH | ZUESTA | building | Building | facade_u_value_in_watt_per_m2_per_kelvin | 0.56
2026-07-31 12:42:32 UTC | hp01_05_CH_ZUESTA | hp01 | 05_CH | ZUESTA | building | Building | facade_area_in_m2 | 162.6
2026-07-31 12:42:32 UTC | hp01_05_CH_ZUESTA | hp01 | 05_CH | ZUESTA | building | Building | roof_u_value_in_watt_per_m2_per_kelvin | 0.41
2026-07-31 12:42:32 UTC | hp01_05_CH_ZUESTA | hp01 | 05_CH | ZUESTA | building | Building | roof_area_in_m2 | 114.7
2026-07-31 12:42:32 UTC | hp01_05_CH_ZUESTA | hp01 | 05_CH | ZUESTA | building | Building | window_u_value_in_watt_per_m2_per_kelvin | 1.7
2026-07-31 12:42:32 UTC | hp01_05_CH_ZUESTA | hp01 | 05_CH | ZUESTA | building | Building | window_area_in_m2 | 32
2026-07-31 12:42:32 UTC | hp01_05_CH_ZUESTA | hp01 | 05_CH | ZUESTA | building | Building | door_u_value_in_watt_per_m2_per_kelvin
2026-07-31 12:42:32 UTC | hp01_05_CH_ZUESTA | hp01 | 05_CH | ZUESTA | building | Building | door_area_in_m2
2026-07-31 12:42:32 UTC | hp01_05_CH_ZUESTA | hp01 | 05_CH | ZUESTA | building | Building | set_heating_temperature_in_celsius | 20.5
2026-07-31 12:42:32 UTC | hp01_05_CH_ZUESTA | hp01 | 05_CH | ZUESTA | building | Building | set_cooling_temperature_in_celsius | 99
2026-07-31 12:42:32 UTC | hp01_05_CH_ZUESTA | hp01 | 05_CH | ZUESTA | building | Building | natural_ventilation_m3_per_h_per_person | 29
2026-07-31 12:42:32 UTC | hp01_05_CH_ZUESTA | hp01 | 05_CH | ZUESTA | building | Building | sia_natural_ventilation_m3_per_h_per_m2 | 0.6
2026-07-31 12:42:32 UTC | hp01_05_CH_ZUESTA | hp01 | 05_CH | ZUESTA | building | Building | swiss_infiltration_rate_per_h | 0.3
2026-07-31 12:42:32 UTC | hp01_05_CH_ZUESTA | hp01 | 05_CH | ZUESTA | building | Building | heating_demand_mode | iso13790
2026-07-31 12:42:32 UTC | hp01_05_CH_ZUESTA | hp01 | 05_CH | ZUESTA | building | Building | operative_heating_proportional_band_in_celsius | 1
2026-07-31 12:42:32 UTC | hp01_05_CH_ZUESTA | hp01 | 05_CH | ZUESTA | building | Building | operative_heating_proportional_gain | 1
2026-07-31 12:42:32 UTC | hp01_05_CH_ZUESTA | hp01 | 05_CH | ZUESTA | building | Building | control_comfort_lower_bound_shift_in_celsius
2026-07-31 12:42:32 UTC | hp01_05_CH_ZUESTA | hp01 | 05_CH | ZUESTA | building | Building | comfort_aware_seasonal_heating_gate | true
2026-07-31 12:42:32 UTC | hp01_05_CH_ZUESTA | hp01 | 05_CH | ZUESTA | component | StrictComfortDemandController | building_name | BUI1
2026-07-31 12:42:32 UTC | hp01_05_CH_ZUESTA | hp01 | 05_CH | ZUESTA | component | StrictComfortDemandController | name | StrictComfortDemandController
2026-07-31 12:42:32 UTC | hp01_05_CH_ZUESTA | hp01 | 05_CH | ZUESTA | component | StrictComfortDemandController | temperature_air_heating_in_celsius | 20.5
2026-07-31 12:42:32 UTC | hp01_05_CH_ZUESTA | hp01 | 05_CH | ZUESTA | component | StrictComfortDemandController | temperature_air_cooling_in_celsius | 24
2026-07-31 12:42:32 UTC | hp01_05_CH_ZUESTA | hp01 | 05_CH | ZUESTA | component | StrictComfortDemandController | offset | 0.5
2026-07-31 12:42:32 UTC | hp01_05_CH_ZUESTA | hp01 | 05_CH | ZUESTA | component | StrictComfortDemandController | mode | 2
2026-07-31 12:42:32 UTC | hp01_05_CH_ZUESTA | hp01 | 05_CH | ZUESTA | component | StrictComfortDemandController | use_adaptive_comfort_band | true
2026-07-31 12:42:32 UTC | hp01_05_CH_ZUESTA | hp01 | 05_CH | ZUESTA | component | StrictComfortDemandController | control_strategy | strict_comfort_band_v1
2026-07-31 12:42:32 UTC | hp01_05_CH_ZUESTA | hp01 | 05_CH | ZUESTA | component | StrictComfortDemandController | comfort_band_inner_offset_in_celsius | 0.5
2026-07-31 12:42:32 UTC | hp01_05_CH_ZUESTA | hp01 | 05_CH | ZUESTA | component | StrictComfortDemandController | comfort_band_inner_offset_lower_in_celsius | 1
2026-07-31 12:42:32 UTC | hp01_05_CH_ZUESTA | hp01 | 05_CH | ZUESTA | component | StrictComfortDemandController | comfort_band_inner_offset_upper_in_celsius | 0.5
2026-07-31 12:42:32 UTC | hp01_05_CH_ZUESTA | hp01 | 05_CH | ZUESTA | component | StrictComfortDemandController | heating_disabled_above_running_mean_outdoor_temperature_in_celsius | 18
2026-07-31 12:42:32 UTC | hp01_05_CH_ZUESTA | hp01 | 05_CH | ZUESTA | component | StrictComfortDemandController | cooling_enabled_above_running_mean_outdoor_temperature_in_celsius | 99
2026-07-31 12:42:32 UTC | hp01_05_CH_ZUESTA | hp01 | 05_CH | ZUESTA | component | ComfortBandHeatingDemand | building_name | BUI1
2026-07-31 12:42:32 UTC | hp01_05_CH_ZUESTA | hp01 | 05_CH | ZUESTA | component | ComfortBandHeatingDemand | name | ComfortBandHeatingDemand
2026-07-31 12:42:32 UTC | hp01_05_CH_ZUESTA | hp01 | 05_CH | ZUESTA | component | ComfortBandHeatingDemand | max_heating_power_in_watt | 10096.4
2026-07-31 12:42:32 UTC | hp01_05_CH_ZUESTA | hp01 | 05_CH | ZUESTA | component | ComfortBandHeatingDemand | proportional_gain_in_watt_per_kelvin | 20192.9
2026-07-31 12:42:32 UTC | hp01_05_CH_ZUESTA | hp01 | 05_CH | ZUESTA | component | StrictComfortSetpointModifier | building_name | BUI1
2026-07-31 12:42:32 UTC | hp01_05_CH_ZUESTA | hp01 | 05_CH | ZUESTA | component | StrictComfortSetpointModifier | name | StrictComfortSetpointModifier
2026-07-31 12:42:32 UTC | hp01_05_CH_ZUESTA | hp01 | 05_CH | ZUESTA | component | StrictComfortSetpointModifier | base_heating_setpoint_in_celsius | 20.5
2026-07-31 12:42:32 UTC | hp01_05_CH_ZUESTA | hp01 | 05_CH | ZUESTA | component | StrictComfortSetpointModifier | recovery_gain | 5
2026-07-31 12:42:32 UTC | hp01_05_CH_ZUESTA | hp01 | 05_CH | ZUESTA | component | StrictComfortSetpointModifier | max_recovery_boost_in_celsius | 5
2026-07-31 12:42:32 UTC | hp01_05_CH_ZUESTA | hp01 | 05_CH | ZUESTA | component | StrictComfortSetpointModifier | clamp_min_modifier_in_celsius
2026-07-31 12:42:32 UTC | hp01_05_CH_ZUESTA | hp01 | 05_CH | ZUESTA | component | StrictComfortSetpointModifier | clamp_max_modifier_in_celsius | 15
2026-07-31 12:42:32 UTC | hp01_05_CH_ZUESTA | hp01 | 05_CH | ZUESTA | component | HeatDistributionController | building_name | BUI1
2026-07-31 12:42:32 UTC | hp01_05_CH_ZUESTA | hp01 | 05_CH | ZUESTA | component | HeatDistributionController | name | HeatDistributionController
2026-07-31 12:42:32 UTC | hp01_05_CH_ZUESTA | hp01 | 05_CH | ZUESTA | component | HeatDistributionController | heating_system | HeatDistributionSystemType.FLOORHEATING
2026-07-31 12:42:32 UTC | hp01_05_CH_ZUESTA | hp01 | 05_CH | ZUESTA | component | HeatDistributionController | set_heating_threshold_outside_temperature_in_celsius | 16
2026-07-31 12:42:32 UTC | hp01_05_CH_ZUESTA | hp01 | 05_CH | ZUESTA | component | HeatDistributionController | heating_reference_temperature_in_celsius | -8
2026-07-31 12:42:32 UTC | hp01_05_CH_ZUESTA | hp01 | 05_CH | ZUESTA | component | HeatDistributionController | set_heating_temperature_for_building_in_celsius | 20.5
2026-07-31 12:42:32 UTC | hp01_05_CH_ZUESTA | hp01 | 05_CH | ZUESTA | component | HeatDistributionController | set_cooling_temperature_for_building_in_celsius | 99
2026-07-31 12:42:32 UTC | hp01_05_CH_ZUESTA | hp01 | 05_CH | ZUESTA | component | HeatDistributionController | heating_load_of_building_in_watt | 10096.4
2026-07-31 12:42:32 UTC | hp01_05_CH_ZUESTA | hp01 | 05_CH | ZUESTA | heat_distribution | HeatDistributionSystem | absolute_conditioned_floor_area_in_m2 | 2
2026-07-31 12:42:32 UTC | hp01_05_CH_ZUESTA | hp01 | 05_CH | ZUESTA | thermal_storage | SimpleHotWaterStorage | volume_heating_water_storage_in_liter | 504.8
2026-07-31 12:42:32 UTC | hp01_05_CH_ZUESTA | hp01 | 05_CH | ZUESTA | component | BufferRemainingCapacity60C | building_name | BUI1
2026-07-31 12:42:32 UTC | hp01_05_CH_ZUESTA | hp01 | 05_CH | ZUESTA | component | BufferRemainingCapacity60C | name | BufferRemainingCapacity60C
2026-07-31 12:42:32 UTC | hp01_05_CH_ZUESTA | hp01 | 05_CH | ZUESTA | component | BufferRemainingCapacity60C | volume_heating_water_storage_in_liter | 504.8
2026-07-31 12:42:32 UTC | hp01_05_CH_ZUESTA | hp01 | 05_CH | ZUESTA | component | BufferRemainingCapacity60C | max_temperature_in_celsius | 6
2026-07-31 12:42:32 UTC | hp01_05_CH_ZUESTA | hp01 | 05_CH | ZUESTA | component | BufferRemainingCapacity60C | water_density_kg_per_liter | 0.992
2026-07-31 12:42:32 UTC | hp01_05_CH_ZUESTA | hp01 | 05_CH | ZUESTA | component | BufferRemainingCapacity60C | water_specific_heat_capacity_j_per_kg_per_k | 4180
2026-07-31 12:42:32 UTC | hp01_05_CH_ZUESTA | hp01 | 05_CH | ZUESTA | component | HeatPumpControllerSH | building_name | BUI1
2026-07-31 12:42:32 UTC | hp01_05_CH_ZUESTA | hp01 | 05_CH | ZUESTA | component | HeatPumpControllerSH | name | HeatPumpControllerSH
2026-07-31 12:42:32 UTC | hp01_05_CH_ZUESTA | hp01 | 05_CH | ZUESTA | component | HeatPumpControllerSH | mode | 1
2026-07-31 12:42:32 UTC | hp01_05_CH_ZUESTA | hp01 | 05_CH | ZUESTA | component | HeatPumpControllerSH | set_heating_threshold_outside_temperature_in_celsius | 16
2026-07-31 12:42:32 UTC | hp01_05_CH_ZUESTA | hp01 | 05_CH | ZUESTA | component | HeatPumpControllerSH | set_cooling_threshold_outside_temperature_in_celsius | 3
2026-07-31 12:42:32 UTC | hp01_05_CH_ZUESTA | hp01 | 05_CH | ZUESTA | component | HeatPumpControllerSH | upper_temperature_offset_for_state_conditions_in_celsius | 1
2026-07-31 12:42:32 UTC | hp01_05_CH_ZUESTA | hp01 | 05_CH | ZUESTA | component | HeatPumpControllerSH | lower_temperature_offset_for_state_conditions_in_celsius | 1
2026-07-31 12:42:32 UTC | hp01_05_CH_ZUESTA | hp01 | 05_CH | ZUESTA | component | HeatPumpControllerSH | heat_distribution_system_type | HeatDistributionSystemType.FLOORHEATING
2026-07-31 12:42:32 UTC | hp01_05_CH_ZUESTA | hp01 | 05_CH | ZUESTA | component | HeatPumpControllerDHW | building_name | BUI1
2026-07-31 12:42:32 UTC | hp01_05_CH_ZUESTA | hp01 | 05_CH | ZUESTA | component | HeatPumpControllerDHW | name | HeatPumpControllerDHW
2026-07-31 12:42:32 UTC | hp01_05_CH_ZUESTA | hp01 | 05_CH | ZUESTA | component | HeatPumpControllerDHW | t_min_dhw_storage_in_celsius | 4
2026-07-31 12:42:32 UTC | hp01_05_CH_ZUESTA | hp01 | 05_CH | ZUESTA | component | HeatPumpControllerDHW | t_max_dhw_storage_in_celsius | 6
2026-07-31 12:42:32 UTC | hp01_05_CH_ZUESTA | hp01 | 05_CH | ZUESTA | component | HeatPumpControllerDHW | thermalpower_dhw_is_constant | false
2026-07-31 12:42:32 UTC | hp01_05_CH_ZUESTA | hp01 | 05_CH | ZUESTA | component | HeatPumpControllerDHW | p_th_max_dhw_in_watt | 5000
2026-07-31 12:42:32 UTC | hp01_05_CH_ZUESTA | hp01 | 05_CH | ZUESTA | heat_generator | HeatPumpHPLib | set_thermal_output_power_in_watt | 7420
2026-07-31 12:42:32 UTC | hp01_05_CH_ZUESTA | hp01 | 05_CH | ZUESTA | heat_generator | HeatPumpHPLib | flow_temperature_in_celsius | 35
2026-07-31 12:42:32 UTC | hp01_05_CH_ZUESTA | hp01 | 05_CH | ZUESTA | heat_generator | HeatPumpHPLib | heating_reference_temperature_in_celsius | -7
2026-07-31 12:42:32 UTC | hp01_05_CH_ZUESTA | hp01 | 05_CH | ZUESTA | heat_generator | HeatPumpHPLib | with_domestic_hot_water_preparation | true
2026-07-31 12:42:32 UTC | hp01_05_CH_ZUESTA | hp01 | 05_CH | ZUESTA | heat_generator | HeatPumpHPLib | minimum_running_time_in_seconds | 14400
2026-07-31 12:42:32 UTC | hp01_05_CH_ZUESTA | hp01 | 05_CH | ZUESTA | heat_generator | HeatPumpHPLib | minimum_idle_time_in_seconds | 900
2026-07-31 12:42:32 UTC | hp01_05_CH_ZUESTA | hp01 | 05_CH | ZUESTA | heat_generator | HeatPumpHPLib | group_id | 1
2026-07-31 12:42:32 UTC | hp01_05_CH_ZUESTA | hp01 | 05_CH | ZUESTA | component | HeatGeneratorTotalThermalPower | building_name | BUI1
2026-07-31 12:42:32 UTC | hp01_05_CH_ZUESTA | hp01 | 05_CH | ZUESTA | component | HeatGeneratorTotalThermalPower | name | HeatGeneratorTotalThermalPower
2026-07-31 12:42:32 UTC | hp01_05_CH_ZUESTA | hp01 | 05_CH | ZUESTA | component | HeatGeneratorTotalThermalPower | loadtype | LoadTypes.ANY
2026-07-31 12:42:32 UTC | hp01_05_CH_ZUESTA | hp01 | 05_CH | ZUESTA | component | HeatGeneratorTotalThermalPower | unit | Units.WATT
2026-07-31 12:42:32 UTC | hp01_05_CH_ZUESTA | hp01 | 05_CH | ZUESTA | component | HeatGeneratorPlantDhwThermalPower | building_name | BUI1
2026-07-31 12:42:32 UTC | hp01_05_CH_ZUESTA | hp01 | 05_CH | ZUESTA | component | HeatGeneratorPlantDhwThermalPower | name | HeatGeneratorPlantDhwThermalPower
2026-07-31 12:42:32 UTC | hp01_05_CH_ZUESTA | hp01 | 05_CH | ZUESTA | component | HeatGeneratorPlantDhwThermalPower | loadtype | LoadTypes.ANY
2026-07-31 12:42:32 UTC | hp01_05_CH_ZUESTA | hp01 | 05_CH | ZUESTA | component | HeatGeneratorPlantDhwThermalPower | unit | Units.WATT
2026-07-31 12:42:32 UTC | hp01_05_CH_ZUESTA | hp01 | 05_CH | ZUESTA | component | SolarDhwThermalPower | building_name | BUI1
2026-07-31 12:42:32 UTC | hp01_05_CH_ZUESTA | hp01 | 05_CH | ZUESTA | component | SolarDhwThermalPower | name | SolarDhwThermalPower
2026-07-31 12:42:32 UTC | hp01_05_CH_ZUESTA | hp01 | 05_CH | ZUESTA | component | SolarDhwThermalPower | value_watt
2026-07-31 12:42:32 UTC | hp01_05_CH_ZUESTA | hp01 | 05_CH | ZUESTA | component | SolarDhwThermalPower | loadtype | LoadTypes.ANY
2026-07-31 12:42:32 UTC | hp01_05_CH_ZUESTA | hp01 | 05_CH | ZUESTA | component | SolarDhwThermalPower | unit | Units.WATT
2026-07-31 12:42:32 UTC | hp01_05_CH_ZUESTA | hp01 | 05_CH | ZUESTA | component | FlexibilityPotential | building_name | BUI1
2026-07-31 12:42:32 UTC | hp01_05_CH_ZUESTA | hp01 | 05_CH | ZUESTA | component | FlexibilityPotential | name | FlexibilityPotential
2026-07-31 12:42:32 UTC | hp01_05_CH_ZUESTA | hp01 | 05_CH | ZUESTA | component | FlexibilityPotential | fallback_heating_cop | 1
2026-07-31 12:42:32 UTC | hp01_05_CH_ZUESTA | hp01 | 05_CH | ZUESTA | component | FlexibilityPotential | fallback_cooling_eer
2026-07-31 12:42:32 UTC | hp01_06_CH_ZUESTA | hp01 | 06_CH | ZUESTA | simulation | SimulationParameters | year | 2050
2026-07-31 12:42:32 UTC | hp01_06_CH_ZUESTA | hp01 | 06_CH | ZUESTA | simulation | SimulationParameters | seconds_per_timestep | 9 | s
2026-07-31 12:42:32 UTC | hp01_06_CH_ZUESTA | hp01 | 06_CH | ZUESTA | simulation | SimulationParameters | country | CH
2026-07-31 12:42:32 UTC | hp01_06_CH_ZUESTA | hp01 | 06_CH | ZUESTA | cli | cli_overrides | ARCH | 06_CH
2026-07-31 12:42:32 UTC | hp01_06_CH_ZUESTA | hp01 | 06_CH | ZUESTA | cli | cli_overrides | WEATHER | ZUESTA
2026-07-31 12:42:32 UTC | hp01_06_CH_ZUESTA | hp01 | 06_CH | ZUESTA | cli | cli_overrides | TIME_HORIZON | future
2026-07-31 12:42:32 UTC | hp01_06_CH_ZUESTA | hp01 | 06_CH | ZUESTA | cli | cli_overrides | SCENARIO | none
2026-07-31 12:42:32 UTC | hp01_06_CH_ZUESTA | hp01 | 06_CH | ZUESTA | cli | cli_overrides | OCC | SIA2024
2026-07-31 12:42:32 UTC | hp01_06_CH_ZUESTA | hp01 | 06_CH | ZUESTA | cli | cli_overrides | HEATGEN_SIZING | IDEAL_LOOKUP
2026-07-31 12:42:32 UTC | hp01_06_CH_ZUESTA | hp01 | 06_CH | ZUESTA | cli | cli_overrides | HP_MODEL | ROTEX Heating Systems GmbH / HPSU compact 508
2026-07-31 12:42:32 UTC | hp01_06_CH_ZUESTA | hp01 | 06_CH | ZUESTA | cli | cli_overrides | HP_NOMINAL_POWER_W | 5510
2026-07-31 12:42:32 UTC | hp01_06_CH_ZUESTA | hp01 | 06_CH | ZUESTA | cli | cli_overrides | HP_SHARE_OF_IDEAL | 0.8
2026-07-31 12:42:32 UTC | hp01_06_CH_ZUESTA | hp01 | 06_CH | ZUESTA | internal_loads | SIA2024Occupancy | conditioned_floor_area_in_m2 | 198
2026-07-31 12:42:32 UTC | hp01_06_CH_ZUESTA | hp01 | 06_CH | ZUESTA | internal_loads | SIA2024Occupancy | appliances_load_w_per_m2 | 1
2026-07-31 12:42:32 UTC | hp01_06_CH_ZUESTA | hp01 | 06_CH | ZUESTA | internal_loads | SIA2024Occupancy | lighting_load_w_per_m2 | 3
2026-07-31 12:42:32 UTC | hp01_06_CH_ZUESTA | hp01 | 06_CH | ZUESTA | internal_loads | SIA2024Occupancy | lighting_annual_full_load_hours | 846
2026-07-31 12:42:32 UTC | hp01_06_CH_ZUESTA | hp01 | 06_CH | ZUESTA | internal_loads | SIA2024Occupancy | appliances_yearly_utilization_per_month | 0.7995
2026-07-31 12:42:32 UTC | hp01_06_CH_ZUESTA | hp01 | 06_CH | ZUESTA | weather | Weather | source_path | C:\Users\het\HiSim\hisim\inputs\weather\custom_csv\Zurich\NABZUE_2060_RCP85_DRY.csv
2026-07-31 12:42:32 UTC | hp01_06_CH_ZUESTA | hp01 | 06_CH | ZUESTA | weather | Weather | location | Zurich
2026-07-31 12:42:32 UTC | hp01_06_CH_ZUESTA | hp01 | 06_CH | ZUESTA | weather | Weather | name | Weather
2026-07-31 12:42:32 UTC | hp01_06_CH_ZUESTA | hp01 | 06_CH | ZUESTA | component | ElectricityMeter | building_name | BUI1
2026-07-31 12:42:32 UTC | hp01_06_CH_ZUESTA | hp01 | 06_CH | ZUESTA | component | ElectricityMeter | name | ElectricityMeter
2026-07-31 12:42:32 UTC | hp01_06_CH_ZUESTA | hp01 | 06_CH | ZUESTA | building | Building | building_name | 1981_1990
2026-07-31 12:42:32 UTC | hp01_06_CH_ZUESTA | hp01 | 06_CH | ZUESTA | building | Building | building_code | AT.N.SFH.05.Gen.ReEx.001.002
2026-07-31 12:42:32 UTC | hp01_06_CH_ZUESTA | hp01 | 06_CH | ZUESTA | building | Building | building_heat_capacity_class | medium
2026-07-31 12:42:32 UTC | hp01_06_CH_ZUESTA | hp01 | 06_CH | ZUESTA | building | Building | absolute_conditioned_floor_area_in_m2 | 198
2026-07-31 12:42:32 UTC | hp01_06_CH_ZUESTA | hp01 | 06_CH | ZUESTA | building | Building | heating_reference_temperature_in_celsius | -8
2026-07-31 12:42:32 UTC | hp01_06_CH_ZUESTA | hp01 | 06_CH | ZUESTA | building | Building | floor_u_value_in_watt_per_m2_per_kelvin | 0.61
2026-07-31 12:42:32 UTC | hp01_06_CH_ZUESTA | hp01 | 06_CH | ZUESTA | building | Building | floor_area_in_m2 | 88.2
2026-07-31 12:42:32 UTC | hp01_06_CH_ZUESTA | hp01 | 06_CH | ZUESTA | building | Building | facade_u_value_in_watt_per_m2_per_kelvin | 0.4
2026-07-31 12:42:32 UTC | hp01_06_CH_ZUESTA | hp01 | 06_CH | ZUESTA | building | Building | facade_area_in_m2 | 160.2
2026-07-31 12:42:32 UTC | hp01_06_CH_ZUESTA | hp01 | 06_CH | ZUESTA | building | Building | roof_u_value_in_watt_per_m2_per_kelvin | 0.36
2026-07-31 12:42:32 UTC | hp01_06_CH_ZUESTA | hp01 | 06_CH | ZUESTA | building | Building | roof_area_in_m2 | 103.2
2026-07-31 12:42:32 UTC | hp01_06_CH_ZUESTA | hp01 | 06_CH | ZUESTA | building | Building | window_u_value_in_watt_per_m2_per_kelvin | 1.9
2026-07-31 12:42:32 UTC | hp01_06_CH_ZUESTA | hp01 | 06_CH | ZUESTA | building | Building | window_area_in_m2 | 31.68
2026-07-31 12:42:32 UTC | hp01_06_CH_ZUESTA | hp01 | 06_CH | ZUESTA | building | Building | door_u_value_in_watt_per_m2_per_kelvin
2026-07-31 12:42:32 UTC | hp01_06_CH_ZUESTA | hp01 | 06_CH | ZUESTA | building | Building | door_area_in_m2
2026-07-31 12:42:32 UTC | hp01_06_CH_ZUESTA | hp01 | 06_CH | ZUESTA | building | Building | set_heating_temperature_in_celsius | 20.5
2026-07-31 12:42:32 UTC | hp01_06_CH_ZUESTA | hp01 | 06_CH | ZUESTA | building | Building | set_cooling_temperature_in_celsius | 99
2026-07-31 12:42:32 UTC | hp01_06_CH_ZUESTA | hp01 | 06_CH | ZUESTA | building | Building | natural_ventilation_m3_per_h_per_person | 29
2026-07-31 12:42:32 UTC | hp01_06_CH_ZUESTA | hp01 | 06_CH | ZUESTA | building | Building | sia_natural_ventilation_m3_per_h_per_m2 | 0.6
2026-07-31 12:42:32 UTC | hp01_06_CH_ZUESTA | hp01 | 06_CH | ZUESTA | building | Building | swiss_infiltration_rate_per_h | 0.15
2026-07-31 12:42:32 UTC | hp01_06_CH_ZUESTA | hp01 | 06_CH | ZUESTA | building | Building | heating_demand_mode | iso13790
2026-07-31 12:42:32 UTC | hp01_06_CH_ZUESTA | hp01 | 06_CH | ZUESTA | building | Building | operative_heating_proportional_band_in_celsius | 1
2026-07-31 12:42:32 UTC | hp01_06_CH_ZUESTA | hp01 | 06_CH | ZUESTA | building | Building | operative_heating_proportional_gain | 1
2026-07-31 12:42:32 UTC | hp01_06_CH_ZUESTA | hp01 | 06_CH | ZUESTA | building | Building | control_comfort_lower_bound_shift_in_celsius
2026-07-31 12:42:32 UTC | hp01_06_CH_ZUESTA | hp01 | 06_CH | ZUESTA | building | Building | comfort_aware_seasonal_heating_gate | true
2026-07-31 12:42:32 UTC | hp01_06_CH_ZUESTA | hp01 | 06_CH | ZUESTA | component | StrictComfortDemandController | building_name | BUI1
2026-07-31 12:42:32 UTC | hp01_06_CH_ZUESTA | hp01 | 06_CH | ZUESTA | component | StrictComfortDemandController | name | StrictComfortDemandController
2026-07-31 12:42:32 UTC | hp01_06_CH_ZUESTA | hp01 | 06_CH | ZUESTA | component | StrictComfortDemandController | temperature_air_heating_in_celsius | 20.5
2026-07-31 12:42:32 UTC | hp01_06_CH_ZUESTA | hp01 | 06_CH | ZUESTA | component | StrictComfortDemandController | temperature_air_cooling_in_celsius | 24
2026-07-31 12:42:32 UTC | hp01_06_CH_ZUESTA | hp01 | 06_CH | ZUESTA | component | StrictComfortDemandController | offset | 0.5
2026-07-31 12:42:32 UTC | hp01_06_CH_ZUESTA | hp01 | 06_CH | ZUESTA | component | StrictComfortDemandController | mode | 2
2026-07-31 12:42:32 UTC | hp01_06_CH_ZUESTA | hp01 | 06_CH | ZUESTA | component | StrictComfortDemandController | use_adaptive_comfort_band | true
2026-07-31 12:42:32 UTC | hp01_06_CH_ZUESTA | hp01 | 06_CH | ZUESTA | component | StrictComfortDemandController | control_strategy | strict_comfort_band_v1
2026-07-31 12:42:32 UTC | hp01_06_CH_ZUESTA | hp01 | 06_CH | ZUESTA | component | StrictComfortDemandController | comfort_band_inner_offset_in_celsius | 0.5
2026-07-31 12:42:32 UTC | hp01_06_CH_ZUESTA | hp01 | 06_CH | ZUESTA | component | StrictComfortDemandController | comfort_band_inner_offset_lower_in_celsius | 1
2026-07-31 12:42:32 UTC | hp01_06_CH_ZUESTA | hp01 | 06_CH | ZUESTA | component | StrictComfortDemandController | comfort_band_inner_offset_upper_in_celsius | 0.5
2026-07-31 12:42:32 UTC | hp01_06_CH_ZUESTA | hp01 | 06_CH | ZUESTA | component | StrictComfortDemandController | heating_disabled_above_running_mean_outdoor_temperature_in_celsius | 18
2026-07-31 12:42:32 UTC | hp01_06_CH_ZUESTA | hp01 | 06_CH | ZUESTA | component | StrictComfortDemandController | cooling_enabled_above_running_mean_outdoor_temperature_in_celsius | 99
2026-07-31 12:42:32 UTC | hp01_06_CH_ZUESTA | hp01 | 06_CH | ZUESTA | component | ComfortBandHeatingDemand | building_name | BUI1
2026-07-31 12:42:32 UTC | hp01_06_CH_ZUESTA | hp01 | 06_CH | ZUESTA | component | ComfortBandHeatingDemand | name | ComfortBandHeatingDemand
2026-07-31 12:42:32 UTC | hp01_06_CH_ZUESTA | hp01 | 06_CH | ZUESTA | component | ComfortBandHeatingDemand | max_heating_power_in_watt | 7683.01
2026-07-31 12:42:32 UTC | hp01_06_CH_ZUESTA | hp01 | 06_CH | ZUESTA | component | ComfortBandHeatingDemand | proportional_gain_in_watt_per_kelvin | 15366
2026-07-31 12:42:32 UTC | hp01_06_CH_ZUESTA | hp01 | 06_CH | ZUESTA | component | StrictComfortSetpointModifier | building_name | BUI1
2026-07-31 12:42:32 UTC | hp01_06_CH_ZUESTA | hp01 | 06_CH | ZUESTA | component | StrictComfortSetpointModifier | name | StrictComfortSetpointModifier
2026-07-31 12:42:32 UTC | hp01_06_CH_ZUESTA | hp01 | 06_CH | ZUESTA | component | StrictComfortSetpointModifier | base_heating_setpoint_in_celsius | 20.5
2026-07-31 12:42:32 UTC | hp01_06_CH_ZUESTA | hp01 | 06_CH | ZUESTA | component | StrictComfortSetpointModifier | recovery_gain | 5
2026-07-31 12:42:32 UTC | hp01_06_CH_ZUESTA | hp01 | 06_CH | ZUESTA | component | StrictComfortSetpointModifier | max_recovery_boost_in_celsius | 5
2026-07-31 12:42:32 UTC | hp01_06_CH_ZUESTA | hp01 | 06_CH | ZUESTA | component | StrictComfortSetpointModifier | clamp_min_modifier_in_celsius
2026-07-31 12:42:32 UTC | hp01_06_CH_ZUESTA | hp01 | 06_CH | ZUESTA | component | StrictComfortSetpointModifier | clamp_max_modifier_in_celsius | 15
2026-07-31 12:42:32 UTC | hp01_06_CH_ZUESTA | hp01 | 06_CH | ZUESTA | component | HeatDistributionController | building_name | BUI1
2026-07-31 12:42:32 UTC | hp01_06_CH_ZUESTA | hp01 | 06_CH | ZUESTA | component | HeatDistributionController | name | HeatDistributionController
2026-07-31 12:42:32 UTC | hp01_06_CH_ZUESTA | hp01 | 06_CH | ZUESTA | component | HeatDistributionController | heating_system | HeatDistributionSystemType.FLOORHEATING
2026-07-31 12:42:32 UTC | hp01_06_CH_ZUESTA | hp01 | 06_CH | ZUESTA | component | HeatDistributionController | set_heating_threshold_outside_temperature_in_celsius | 16
2026-07-31 12:42:32 UTC | hp01_06_CH_ZUESTA | hp01 | 06_CH | ZUESTA | component | HeatDistributionController | heating_reference_temperature_in_celsius | -8
2026-07-31 12:42:32 UTC | hp01_06_CH_ZUESTA | hp01 | 06_CH | ZUESTA | component | HeatDistributionController | set_heating_temperature_for_building_in_celsius | 20.5
2026-07-31 12:42:32 UTC | hp01_06_CH_ZUESTA | hp01 | 06_CH | ZUESTA | component | HeatDistributionController | set_cooling_temperature_for_building_in_celsius | 99
2026-07-31 12:42:32 UTC | hp01_06_CH_ZUESTA | hp01 | 06_CH | ZUESTA | component | HeatDistributionController | heating_load_of_building_in_watt | 7683.01
2026-07-31 12:42:32 UTC | hp01_06_CH_ZUESTA | hp01 | 06_CH | ZUESTA | heat_distribution | HeatDistributionSystem | absolute_conditioned_floor_area_in_m2 | 198
2026-07-31 12:42:32 UTC | hp01_06_CH_ZUESTA | hp01 | 06_CH | ZUESTA | thermal_storage | SimpleHotWaterStorage | volume_heating_water_storage_in_liter | 384.1
2026-07-31 12:42:32 UTC | hp01_06_CH_ZUESTA | hp01 | 06_CH | ZUESTA | component | BufferRemainingCapacity60C | building_name | BUI1
2026-07-31 12:42:32 UTC | hp01_06_CH_ZUESTA | hp01 | 06_CH | ZUESTA | component | BufferRemainingCapacity60C | name | BufferRemainingCapacity60C
2026-07-31 12:42:32 UTC | hp01_06_CH_ZUESTA | hp01 | 06_CH | ZUESTA | component | BufferRemainingCapacity60C | volume_heating_water_storage_in_liter | 384.1
2026-07-31 12:42:32 UTC | hp01_06_CH_ZUESTA | hp01 | 06_CH | ZUESTA | component | BufferRemainingCapacity60C | max_temperature_in_celsius | 6
2026-07-31 12:42:32 UTC | hp01_06_CH_ZUESTA | hp01 | 06_CH | ZUESTA | component | BufferRemainingCapacity60C | water_density_kg_per_liter | 0.992
2026-07-31 12:42:32 UTC | hp01_06_CH_ZUESTA | hp01 | 06_CH | ZUESTA | component | BufferRemainingCapacity60C | water_specific_heat_capacity_j_per_kg_per_k | 4180
2026-07-31 12:42:32 UTC | hp01_06_CH_ZUESTA | hp01 | 06_CH | ZUESTA | component | HeatPumpControllerSH | building_name | BUI1
2026-07-31 12:42:32 UTC | hp01_06_CH_ZUESTA | hp01 | 06_CH | ZUESTA | component | HeatPumpControllerSH | name | HeatPumpControllerSH
2026-07-31 12:42:32 UTC | hp01_06_CH_ZUESTA | hp01 | 06_CH | ZUESTA | component | HeatPumpControllerSH | mode | 1
2026-07-31 12:42:32 UTC | hp01_06_CH_ZUESTA | hp01 | 06_CH | ZUESTA | component | HeatPumpControllerSH | set_heating_threshold_outside_temperature_in_celsius | 16
2026-07-31 12:42:32 UTC | hp01_06_CH_ZUESTA | hp01 | 06_CH | ZUESTA | component | HeatPumpControllerSH | set_cooling_threshold_outside_temperature_in_celsius | 3
2026-07-31 12:42:32 UTC | hp01_06_CH_ZUESTA | hp01 | 06_CH | ZUESTA | component | HeatPumpControllerSH | upper_temperature_offset_for_state_conditions_in_celsius | 1
2026-07-31 12:42:32 UTC | hp01_06_CH_ZUESTA | hp01 | 06_CH | ZUESTA | component | HeatPumpControllerSH | lower_temperature_offset_for_state_conditions_in_celsius | 1
2026-07-31 12:42:32 UTC | hp01_06_CH_ZUESTA | hp01 | 06_CH | ZUESTA | component | HeatPumpControllerSH | heat_distribution_system_type | HeatDistributionSystemType.FLOORHEATING
2026-07-31 12:42:32 UTC | hp01_06_CH_ZUESTA | hp01 | 06_CH | ZUESTA | component | HeatPumpControllerDHW | building_name | BUI1
2026-07-31 12:42:32 UTC | hp01_06_CH_ZUESTA | hp01 | 06_CH | ZUESTA | component | HeatPumpControllerDHW | name | HeatPumpControllerDHW
2026-07-31 12:42:32 UTC | hp01_06_CH_ZUESTA | hp01 | 06_CH | ZUESTA | component | HeatPumpControllerDHW | t_min_dhw_storage_in_celsius | 4
2026-07-31 12:42:32 UTC | hp01_06_CH_ZUESTA | hp01 | 06_CH | ZUESTA | component | HeatPumpControllerDHW | t_max_dhw_storage_in_celsius | 6
2026-07-31 12:42:32 UTC | hp01_06_CH_ZUESTA | hp01 | 06_CH | ZUESTA | component | HeatPumpControllerDHW | thermalpower_dhw_is_constant | false
2026-07-31 12:42:32 UTC | hp01_06_CH_ZUESTA | hp01 | 06_CH | ZUESTA | component | HeatPumpControllerDHW | p_th_max_dhw_in_watt | 5000
2026-07-31 12:42:32 UTC | hp01_06_CH_ZUESTA | hp01 | 06_CH | ZUESTA | heat_generator | HeatPumpHPLib | set_thermal_output_power_in_watt | 5510
2026-07-31 12:42:32 UTC | hp01_06_CH_ZUESTA | hp01 | 06_CH | ZUESTA | heat_generator | HeatPumpHPLib | flow_temperature_in_celsius | 35
2026-07-31 12:42:32 UTC | hp01_06_CH_ZUESTA | hp01 | 06_CH | ZUESTA | heat_generator | HeatPumpHPLib | heating_reference_temperature_in_celsius | -7
2026-07-31 12:42:32 UTC | hp01_06_CH_ZUESTA | hp01 | 06_CH | ZUESTA | heat_generator | HeatPumpHPLib | with_domestic_hot_water_preparation | true
2026-07-31 12:42:32 UTC | hp01_06_CH_ZUESTA | hp01 | 06_CH | ZUESTA | heat_generator | HeatPumpHPLib | minimum_running_time_in_seconds | 14400
2026-07-31 12:42:32 UTC | hp01_06_CH_ZUESTA | hp01 | 06_CH | ZUESTA | heat_generator | HeatPumpHPLib | minimum_idle_time_in_seconds | 900
2026-07-31 12:42:32 UTC | hp01_06_CH_ZUESTA | hp01 | 06_CH | ZUESTA | heat_generator | HeatPumpHPLib | group_id | 1
2026-07-31 12:42:32 UTC | hp01_06_CH_ZUESTA | hp01 | 06_CH | ZUESTA | component | HeatGeneratorTotalThermalPower | building_name | BUI1
2026-07-31 12:42:32 UTC | hp01_06_CH_ZUESTA | hp01 | 06_CH | ZUESTA | component | HeatGeneratorTotalThermalPower | name | HeatGeneratorTotalThermalPower
2026-07-31 12:42:32 UTC | hp01_06_CH_ZUESTA | hp01 | 06_CH | ZUESTA | component | HeatGeneratorTotalThermalPower | loadtype | LoadTypes.ANY
2026-07-31 12:42:32 UTC | hp01_06_CH_ZUESTA | hp01 | 06_CH | ZUESTA | component | HeatGeneratorTotalThermalPower | unit | Units.WATT
2026-07-31 12:42:32 UTC | hp01_06_CH_ZUESTA | hp01 | 06_CH | ZUESTA | component | HeatGeneratorPlantDhwThermalPower | building_name | BUI1
2026-07-31 12:42:32 UTC | hp01_06_CH_ZUESTA | hp01 | 06_CH | ZUESTA | component | HeatGeneratorPlantDhwThermalPower | name | HeatGeneratorPlantDhwThermalPower
2026-07-31 12:42:32 UTC | hp01_06_CH_ZUESTA | hp01 | 06_CH | ZUESTA | component | HeatGeneratorPlantDhwThermalPower | loadtype | LoadTypes.ANY
2026-07-31 12:42:32 UTC | hp01_06_CH_ZUESTA | hp01 | 06_CH | ZUESTA | component | HeatGeneratorPlantDhwThermalPower | unit | Units.WATT
2026-07-31 12:42:32 UTC | hp01_06_CH_ZUESTA | hp01 | 06_CH | ZUESTA | component | SolarDhwThermalPower | building_name | BUI1
2026-07-31 12:42:32 UTC | hp01_06_CH_ZUESTA | hp01 | 06_CH | ZUESTA | component | SolarDhwThermalPower | name | SolarDhwThermalPower
2026-07-31 12:42:32 UTC | hp01_06_CH_ZUESTA | hp01 | 06_CH | ZUESTA | component | SolarDhwThermalPower | value_watt
2026-07-31 12:42:32 UTC | hp01_06_CH_ZUESTA | hp01 | 06_CH | ZUESTA | component | SolarDhwThermalPower | loadtype | LoadTypes.ANY
2026-07-31 12:42:32 UTC | hp01_06_CH_ZUESTA | hp01 | 06_CH | ZUESTA | component | SolarDhwThermalPower | unit | Units.WATT
2026-07-31 12:42:32 UTC | hp01_06_CH_ZUESTA | hp01 | 06_CH | ZUESTA | component | FlexibilityPotential | building_name | BUI1
2026-07-31 12:42:32 UTC | hp01_06_CH_ZUESTA | hp01 | 06_CH | ZUESTA | component | FlexibilityPotential | name | FlexibilityPotential
2026-07-31 12:42:32 UTC | hp01_06_CH_ZUESTA | hp01 | 06_CH | ZUESTA | component | FlexibilityPotential | fallback_heating_cop | 1
2026-07-31 12:42:32 UTC | hp01_06_CH_ZUESTA | hp01 | 06_CH | ZUESTA | component | FlexibilityPotential | fallback_cooling_eer
2026-07-31 12:42:32 UTC | hp01_07_CH_ZUESTA | hp01 | 07_CH | ZUESTA | simulation | SimulationParameters | year | 2050
2026-07-31 12:42:32 UTC | hp01_07_CH_ZUESTA | hp01 | 07_CH | ZUESTA | simulation | SimulationParameters | seconds_per_timestep | 9 | s
2026-07-31 12:42:32 UTC | hp01_07_CH_ZUESTA | hp01 | 07_CH | ZUESTA | simulation | SimulationParameters | country | CH
2026-07-31 12:42:32 UTC | hp01_07_CH_ZUESTA | hp01 | 07_CH | ZUESTA | cli | cli_overrides | ARCH | 07_CH
2026-07-31 12:42:32 UTC | hp01_07_CH_ZUESTA | hp01 | 07_CH | ZUESTA | cli | cli_overrides | WEATHER | ZUESTA
2026-07-31 12:42:32 UTC | hp01_07_CH_ZUESTA | hp01 | 07_CH | ZUESTA | cli | cli_overrides | TIME_HORIZON | future
2026-07-31 12:42:32 UTC | hp01_07_CH_ZUESTA | hp01 | 07_CH | ZUESTA | cli | cli_overrides | SCENARIO | none
2026-07-31 12:42:32 UTC | hp01_07_CH_ZUESTA | hp01 | 07_CH | ZUESTA | cli | cli_overrides | OCC | SIA2024
2026-07-31 12:42:32 UTC | hp01_07_CH_ZUESTA | hp01 | 07_CH | ZUESTA | cli | cli_overrides | HEATGEN_SIZING | IDEAL_LOOKUP
2026-07-31 12:42:32 UTC | hp01_07_CH_ZUESTA | hp01 | 07_CH | ZUESTA | cli | cli_overrides | HP_MODEL | ROTEX Heating Systems GmbH / HPSU compact 508
2026-07-31 12:42:32 UTC | hp01_07_CH_ZUESTA | hp01 | 07_CH | ZUESTA | cli | cli_overrides | HP_NOMINAL_POWER_W | 5510
2026-07-31 12:42:32 UTC | hp01_07_CH_ZUESTA | hp01 | 07_CH | ZUESTA | cli | cli_overrides | HP_SHARE_OF_IDEAL | 0.8
2026-07-31 12:42:32 UTC | hp01_07_CH_ZUESTA | hp01 | 07_CH | ZUESTA | internal_loads | SIA2024Occupancy | conditioned_floor_area_in_m2 | 199
2026-07-31 12:42:32 UTC | hp01_07_CH_ZUESTA | hp01 | 07_CH | ZUESTA | internal_loads | SIA2024Occupancy | appliances_load_w_per_m2 | 1
2026-07-31 12:42:32 UTC | hp01_07_CH_ZUESTA | hp01 | 07_CH | ZUESTA | internal_loads | SIA2024Occupancy | lighting_load_w_per_m2 | 3
2026-07-31 12:42:32 UTC | hp01_07_CH_ZUESTA | hp01 | 07_CH | ZUESTA | internal_loads | SIA2024Occupancy | lighting_annual_full_load_hours | 846
2026-07-31 12:42:32 UTC | hp01_07_CH_ZUESTA | hp01 | 07_CH | ZUESTA | internal_loads | SIA2024Occupancy | appliances_yearly_utilization_per_month | 0.7995
2026-07-31 12:42:32 UTC | hp01_07_CH_ZUESTA | hp01 | 07_CH | ZUESTA | weather | Weather | source_path | C:\Users\het\HiSim\hisim\inputs\weather\custom_csv\Zurich\NABZUE_2060_RCP85_DRY.csv
2026-07-31 12:42:32 UTC | hp01_07_CH_ZUESTA | hp01 | 07_CH | ZUESTA | weather | Weather | location | Zurich
2026-07-31 12:42:32 UTC | hp01_07_CH_ZUESTA | hp01 | 07_CH | ZUESTA | weather | Weather | name | Weather
2026-07-31 12:42:32 UTC | hp01_07_CH_ZUESTA | hp01 | 07_CH | ZUESTA | component | ElectricityMeter | building_name | BUI1
2026-07-31 12:42:32 UTC | hp01_07_CH_ZUESTA | hp01 | 07_CH | ZUESTA | component | ElectricityMeter | name | ElectricityMeter
2026-07-31 12:42:32 UTC | hp01_07_CH_ZUESTA | hp01 | 07_CH | ZUESTA | building | Building | building_name | 1991_2000
2026-07-31 12:42:32 UTC | hp01_07_CH_ZUESTA | hp01 | 07_CH | ZUESTA | building | Building | building_code | AT.N.SFH.06.Gen.ReEx.001.002
2026-07-31 12:42:32 UTC | hp01_07_CH_ZUESTA | hp01 | 07_CH | ZUESTA | building | Building | building_heat_capacity_class | heavy
2026-07-31 12:42:32 UTC | hp01_07_CH_ZUESTA | hp01 | 07_CH | ZUESTA | building | Building | absolute_conditioned_floor_area_in_m2 | 199
2026-07-31 12:42:32 UTC | hp01_07_CH_ZUESTA | hp01 | 07_CH | ZUESTA | building | Building | heating_reference_temperature_in_celsius | -8
2026-07-31 12:42:32 UTC | hp01_07_CH_ZUESTA | hp01 | 07_CH | ZUESTA | building | Building | floor_u_value_in_watt_per_m2_per_kelvin | 0.55
2026-07-31 12:42:32 UTC | hp01_07_CH_ZUESTA | hp01 | 07_CH | ZUESTA | building | Building | floor_area_in_m2 | 81
2026-07-31 12:42:32 UTC | hp01_07_CH_ZUESTA | hp01 | 07_CH | ZUESTA | building | Building | facade_u_value_in_watt_per_m2_per_kelvin | 0.35
2026-07-31 12:42:32 UTC | hp01_07_CH_ZUESTA | hp01 | 07_CH | ZUESTA | building | Building | facade_area_in_m2 | 164
2026-07-31 12:42:32 UTC | hp01_07_CH_ZUESTA | hp01 | 07_CH | ZUESTA | building | Building | roof_u_value_in_watt_per_m2_per_kelvin | 0.34
2026-07-31 12:42:32 UTC | hp01_07_CH_ZUESTA | hp01 | 07_CH | ZUESTA | building | Building | roof_area_in_m2 | 96
2026-07-31 12:42:32 UTC | hp01_07_CH_ZUESTA | hp01 | 07_CH | ZUESTA | building | Building | window_u_value_in_watt_per_m2_per_kelvin | 1.7
2026-07-31 12:42:32 UTC | hp01_07_CH_ZUESTA | hp01 | 07_CH | ZUESTA | building | Building | window_area_in_m2 | 31.84
2026-07-31 12:42:32 UTC | hp01_07_CH_ZUESTA | hp01 | 07_CH | ZUESTA | building | Building | door_u_value_in_watt_per_m2_per_kelvin
2026-07-31 12:42:32 UTC | hp01_07_CH_ZUESTA | hp01 | 07_CH | ZUESTA | building | Building | door_area_in_m2
2026-07-31 12:42:32 UTC | hp01_07_CH_ZUESTA | hp01 | 07_CH | ZUESTA | building | Building | set_heating_temperature_in_celsius | 20.5
2026-07-31 12:42:32 UTC | hp01_07_CH_ZUESTA | hp01 | 07_CH | ZUESTA | building | Building | set_cooling_temperature_in_celsius | 99
2026-07-31 12:42:32 UTC | hp01_07_CH_ZUESTA | hp01 | 07_CH | ZUESTA | building | Building | natural_ventilation_m3_per_h_per_person | 29
2026-07-31 12:42:32 UTC | hp01_07_CH_ZUESTA | hp01 | 07_CH | ZUESTA | building | Building | sia_natural_ventilation_m3_per_h_per_m2 | 0.6
2026-07-31 12:42:32 UTC | hp01_07_CH_ZUESTA | hp01 | 07_CH | ZUESTA | building | Building | swiss_infiltration_rate_per_h | 0.15
2026-07-31 12:42:32 UTC | hp01_07_CH_ZUESTA | hp01 | 07_CH | ZUESTA | building | Building | heating_demand_mode | iso13790
2026-07-31 12:42:32 UTC | hp01_07_CH_ZUESTA | hp01 | 07_CH | ZUESTA | building | Building | operative_heating_proportional_band_in_celsius | 1
2026-07-31 12:42:32 UTC | hp01_07_CH_ZUESTA | hp01 | 07_CH | ZUESTA | building | Building | operative_heating_proportional_gain | 1
2026-07-31 12:42:32 UTC | hp01_07_CH_ZUESTA | hp01 | 07_CH | ZUESTA | building | Building | control_comfort_lower_bound_shift_in_celsius
2026-07-31 12:42:32 UTC | hp01_07_CH_ZUESTA | hp01 | 07_CH | ZUESTA | building | Building | comfort_aware_seasonal_heating_gate | true
2026-07-31 12:42:32 UTC | hp01_07_CH_ZUESTA | hp01 | 07_CH | ZUESTA | component | StrictComfortDemandController | building_name | BUI1
2026-07-31 12:42:32 UTC | hp01_07_CH_ZUESTA | hp01 | 07_CH | ZUESTA | component | StrictComfortDemandController | name | StrictComfortDemandController
2026-07-31 12:42:32 UTC | hp01_07_CH_ZUESTA | hp01 | 07_CH | ZUESTA | component | StrictComfortDemandController | temperature_air_heating_in_celsius | 20.5
2026-07-31 12:42:32 UTC | hp01_07_CH_ZUESTA | hp01 | 07_CH | ZUESTA | component | StrictComfortDemandController | temperature_air_cooling_in_celsius | 24
2026-07-31 12:42:32 UTC | hp01_07_CH_ZUESTA | hp01 | 07_CH | ZUESTA | component | StrictComfortDemandController | offset | 0.5
2026-07-31 12:42:32 UTC | hp01_07_CH_ZUESTA | hp01 | 07_CH | ZUESTA | component | StrictComfortDemandController | mode | 2
2026-07-31 12:42:32 UTC | hp01_07_CH_ZUESTA | hp01 | 07_CH | ZUESTA | component | StrictComfortDemandController | use_adaptive_comfort_band | true
2026-07-31 12:42:32 UTC | hp01_07_CH_ZUESTA | hp01 | 07_CH | ZUESTA | component | StrictComfortDemandController | control_strategy | strict_comfort_band_v1
2026-07-31 12:42:32 UTC | hp01_07_CH_ZUESTA | hp01 | 07_CH | ZUESTA | component | StrictComfortDemandController | comfort_band_inner_offset_in_celsius | 0.5
2026-07-31 12:42:32 UTC | hp01_07_CH_ZUESTA | hp01 | 07_CH | ZUESTA | component | StrictComfortDemandController | comfort_band_inner_offset_lower_in_celsius | 1
2026-07-31 12:42:32 UTC | hp01_07_CH_ZUESTA | hp01 | 07_CH | ZUESTA | component | StrictComfortDemandController | comfort_band_inner_offset_upper_in_celsius | 0.5
2026-07-31 12:42:32 UTC | hp01_07_CH_ZUESTA | hp01 | 07_CH | ZUESTA | component | StrictComfortDemandController | heating_disabled_above_running_mean_outdoor_temperature_in_celsius | 18
2026-07-31 12:42:32 UTC | hp01_07_CH_ZUESTA | hp01 | 07_CH | ZUESTA | component | StrictComfortDemandController | cooling_enabled_above_running_mean_outdoor_temperature_in_celsius | 99
2026-07-31 12:42:32 UTC | hp01_07_CH_ZUESTA | hp01 | 07_CH | ZUESTA | component | ComfortBandHeatingDemand | building_name | BUI1
2026-07-31 12:42:32 UTC | hp01_07_CH_ZUESTA | hp01 | 07_CH | ZUESTA | component | ComfortBandHeatingDemand | name | ComfortBandHeatingDemand
2026-07-31 12:42:32 UTC | hp01_07_CH_ZUESTA | hp01 | 07_CH | ZUESTA | component | ComfortBandHeatingDemand | max_heating_power_in_watt | 7052.23
2026-07-31 12:42:32 UTC | hp01_07_CH_ZUESTA | hp01 | 07_CH | ZUESTA | component | ComfortBandHeatingDemand | proportional_gain_in_watt_per_kelvin | 14104.5
2026-07-31 12:42:32 UTC | hp01_07_CH_ZUESTA | hp01 | 07_CH | ZUESTA | component | StrictComfortSetpointModifier | building_name | BUI1
2026-07-31 12:42:32 UTC | hp01_07_CH_ZUESTA | hp01 | 07_CH | ZUESTA | component | StrictComfortSetpointModifier | name | StrictComfortSetpointModifier
2026-07-31 12:42:32 UTC | hp01_07_CH_ZUESTA | hp01 | 07_CH | ZUESTA | component | StrictComfortSetpointModifier | base_heating_setpoint_in_celsius | 20.5
2026-07-31 12:42:32 UTC | hp01_07_CH_ZUESTA | hp01 | 07_CH | ZUESTA | component | StrictComfortSetpointModifier | recovery_gain | 5
2026-07-31 12:42:32 UTC | hp01_07_CH_ZUESTA | hp01 | 07_CH | ZUESTA | component | StrictComfortSetpointModifier | max_recovery_boost_in_celsius | 5
2026-07-31 12:42:32 UTC | hp01_07_CH_ZUESTA | hp01 | 07_CH | ZUESTA | component | StrictComfortSetpointModifier | clamp_min_modifier_in_celsius
2026-07-31 12:42:32 UTC | hp01_07_CH_ZUESTA | hp01 | 07_CH | ZUESTA | component | StrictComfortSetpointModifier | clamp_max_modifier_in_celsius | 15
2026-07-31 12:42:32 UTC | hp01_07_CH_ZUESTA | hp01 | 07_CH | ZUESTA | component | HeatDistributionController | building_name | BUI1
2026-07-31 12:42:32 UTC | hp01_07_CH_ZUESTA | hp01 | 07_CH | ZUESTA | component | HeatDistributionController | name | HeatDistributionController
2026-07-31 12:42:32 UTC | hp01_07_CH_ZUESTA | hp01 | 07_CH | ZUESTA | component | HeatDistributionController | heating_system | HeatDistributionSystemType.FLOORHEATING
2026-07-31 12:42:32 UTC | hp01_07_CH_ZUESTA | hp01 | 07_CH | ZUESTA | component | HeatDistributionController | set_heating_threshold_outside_temperature_in_celsius | 16
2026-07-31 12:42:32 UTC | hp01_07_CH_ZUESTA | hp01 | 07_CH | ZUESTA | component | HeatDistributionController | heating_reference_temperature_in_celsius | -8
2026-07-31 12:42:32 UTC | hp01_07_CH_ZUESTA | hp01 | 07_CH | ZUESTA | component | HeatDistributionController | set_heating_temperature_for_building_in_celsius | 20.5
2026-07-31 12:42:32 UTC | hp01_07_CH_ZUESTA | hp01 | 07_CH | ZUESTA | component | HeatDistributionController | set_cooling_temperature_for_building_in_celsius | 99
2026-07-31 12:42:32 UTC | hp01_07_CH_ZUESTA | hp01 | 07_CH | ZUESTA | component | HeatDistributionController | heating_load_of_building_in_watt | 7052.23
2026-07-31 12:42:32 UTC | hp01_07_CH_ZUESTA | hp01 | 07_CH | ZUESTA | heat_distribution | HeatDistributionSystem | absolute_conditioned_floor_area_in_m2 | 199
2026-07-31 12:42:32 UTC | hp01_07_CH_ZUESTA | hp01 | 07_CH | ZUESTA | thermal_storage | SimpleHotWaterStorage | volume_heating_water_storage_in_liter | 352.6
2026-07-31 12:42:32 UTC | hp01_07_CH_ZUESTA | hp01 | 07_CH | ZUESTA | component | BufferRemainingCapacity60C | building_name | BUI1
2026-07-31 12:42:32 UTC | hp01_07_CH_ZUESTA | hp01 | 07_CH | ZUESTA | component | BufferRemainingCapacity60C | name | BufferRemainingCapacity60C
2026-07-31 12:42:32 UTC | hp01_07_CH_ZUESTA | hp01 | 07_CH | ZUESTA | component | BufferRemainingCapacity60C | volume_heating_water_storage_in_liter | 352.6
2026-07-31 12:42:32 UTC | hp01_07_CH_ZUESTA | hp01 | 07_CH | ZUESTA | component | BufferRemainingCapacity60C | max_temperature_in_celsius | 6
2026-07-31 12:42:32 UTC | hp01_07_CH_ZUESTA | hp01 | 07_CH | ZUESTA | component | BufferRemainingCapacity60C | water_density_kg_per_liter | 0.992
2026-07-31 12:42:32 UTC | hp01_07_CH_ZUESTA | hp01 | 07_CH | ZUESTA | component | BufferRemainingCapacity60C | water_specific_heat_capacity_j_per_kg_per_k | 4180
2026-07-31 12:42:32 UTC | hp01_07_CH_ZUESTA | hp01 | 07_CH | ZUESTA | component | HeatPumpControllerSH | building_name | BUI1
2026-07-31 12:42:32 UTC | hp01_07_CH_ZUESTA | hp01 | 07_CH | ZUESTA | component | HeatPumpControllerSH | name | HeatPumpControllerSH
2026-07-31 12:42:32 UTC | hp01_07_CH_ZUESTA | hp01 | 07_CH | ZUESTA | component | HeatPumpControllerSH | mode | 1
2026-07-31 12:42:32 UTC | hp01_07_CH_ZUESTA | hp01 | 07_CH | ZUESTA | component | HeatPumpControllerSH | set_heating_threshold_outside_temperature_in_celsius | 16
2026-07-31 12:42:32 UTC | hp01_07_CH_ZUESTA | hp01 | 07_CH | ZUESTA | component | HeatPumpControllerSH | set_cooling_threshold_outside_temperature_in_celsius | 3
2026-07-31 12:42:32 UTC | hp01_07_CH_ZUESTA | hp01 | 07_CH | ZUESTA | component | HeatPumpControllerSH | upper_temperature_offset_for_state_conditions_in_celsius | 1
2026-07-31 12:42:32 UTC | hp01_07_CH_ZUESTA | hp01 | 07_CH | ZUESTA | component | HeatPumpControllerSH | lower_temperature_offset_for_state_conditions_in_celsius | 1
2026-07-31 12:42:32 UTC | hp01_07_CH_ZUESTA | hp01 | 07_CH | ZUESTA | component | HeatPumpControllerSH | heat_distribution_system_type | HeatDistributionSystemType.FLOORHEATING
2026-07-31 12:42:32 UTC | hp01_07_CH_ZUESTA | hp01 | 07_CH | ZUESTA | component | HeatPumpControllerDHW | building_name | BUI1
2026-07-31 12:42:32 UTC | hp01_07_CH_ZUESTA | hp01 | 07_CH | ZUESTA | component | HeatPumpControllerDHW | name | HeatPumpControllerDHW
2026-07-31 12:42:32 UTC | hp01_07_CH_ZUESTA | hp01 | 07_CH | ZUESTA | component | HeatPumpControllerDHW | t_min_dhw_storage_in_celsius | 4
2026-07-31 12:42:32 UTC | hp01_07_CH_ZUESTA | hp01 | 07_CH | ZUESTA | component | HeatPumpControllerDHW | t_max_dhw_storage_in_celsius | 6
2026-07-31 12:42:32 UTC | hp01_07_CH_ZUESTA | hp01 | 07_CH | ZUESTA | component | HeatPumpControllerDHW | thermalpower_dhw_is_constant | false
2026-07-31 12:42:32 UTC | hp01_07_CH_ZUESTA | hp01 | 07_CH | ZUESTA | component | HeatPumpControllerDHW | p_th_max_dhw_in_watt | 5000
2026-07-31 12:42:32 UTC | hp01_07_CH_ZUESTA | hp01 | 07_CH | ZUESTA | heat_generator | HeatPumpHPLib | set_thermal_output_power_in_watt | 5510
2026-07-31 12:42:32 UTC | hp01_07_CH_ZUESTA | hp01 | 07_CH | ZUESTA | heat_generator | HeatPumpHPLib | flow_temperature_in_celsius | 35
2026-07-31 12:42:32 UTC | hp01_07_CH_ZUESTA | hp01 | 07_CH | ZUESTA | heat_generator | HeatPumpHPLib | heating_reference_temperature_in_celsius | -7
2026-07-31 12:42:32 UTC | hp01_07_CH_ZUESTA | hp01 | 07_CH | ZUESTA | heat_generator | HeatPumpHPLib | with_domestic_hot_water_preparation | true
2026-07-31 12:42:32 UTC | hp01_07_CH_ZUESTA | hp01 | 07_CH | ZUESTA | heat_generator | HeatPumpHPLib | minimum_running_time_in_seconds | 14400
2026-07-31 12:42:32 UTC | hp01_07_CH_ZUESTA | hp01 | 07_CH | ZUESTA | heat_generator | HeatPumpHPLib | minimum_idle_time_in_seconds | 900
2026-07-31 12:42:32 UTC | hp01_07_CH_ZUESTA | hp01 | 07_CH | ZUESTA | heat_generator | HeatPumpHPLib | group_id | 1
2026-07-31 12:42:32 UTC | hp01_07_CH_ZUESTA | hp01 | 07_CH | ZUESTA | component | HeatGeneratorTotalThermalPower | building_name | BUI1
2026-07-31 12:42:32 UTC | hp01_07_CH_ZUESTA | hp01 | 07_CH | ZUESTA | component | HeatGeneratorTotalThermalPower | name | HeatGeneratorTotalThermalPower
2026-07-31 12:42:32 UTC | hp01_07_CH_ZUESTA | hp01 | 07_CH | ZUESTA | component | HeatGeneratorTotalThermalPower | loadtype | LoadTypes.ANY
2026-07-31 12:42:32 UTC | hp01_07_CH_ZUESTA | hp01 | 07_CH | ZUESTA | component | HeatGeneratorTotalThermalPower | unit | Units.WATT
2026-07-31 12:42:32 UTC | hp01_07_CH_ZUESTA | hp01 | 07_CH | ZUESTA | component | HeatGeneratorPlantDhwThermalPower | building_name | BUI1
2026-07-31 12:42:32 UTC | hp01_07_CH_ZUESTA | hp01 | 07_CH | ZUESTA | component | HeatGeneratorPlantDhwThermalPower | name | HeatGeneratorPlantDhwThermalPower
2026-07-31 12:42:32 UTC | hp01_07_CH_ZUESTA | hp01 | 07_CH | ZUESTA | component | HeatGeneratorPlantDhwThermalPower | loadtype | LoadTypes.ANY
2026-07-31 12:42:32 UTC | hp01_07_CH_ZUESTA | hp01 | 07_CH | ZUESTA | component | HeatGeneratorPlantDhwThermalPower | unit | Units.WATT
2026-07-31 12:42:32 UTC | hp01_07_CH_ZUESTA | hp01 | 07_CH | ZUESTA | component | SolarDhwThermalPower | building_name | BUI1
2026-07-31 12:42:32 UTC | hp01_07_CH_ZUESTA | hp01 | 07_CH | ZUESTA | component | SolarDhwThermalPower | name | SolarDhwThermalPower
2026-07-31 12:42:32 UTC | hp01_07_CH_ZUESTA | hp01 | 07_CH | ZUESTA | component | SolarDhwThermalPower | value_watt
2026-07-31 12:42:32 UTC | hp01_07_CH_ZUESTA | hp01 | 07_CH | ZUESTA | component | SolarDhwThermalPower | loadtype | LoadTypes.ANY
2026-07-31 12:42:32 UTC | hp01_07_CH_ZUESTA | hp01 | 07_CH | ZUESTA | component | SolarDhwThermalPower | unit | Units.WATT
2026-07-31 12:42:32 UTC | hp01_07_CH_ZUESTA | hp01 | 07_CH | ZUESTA | component | FlexibilityPotential | building_name | BUI1
2026-07-31 12:42:32 UTC | hp01_07_CH_ZUESTA | hp01 | 07_CH | ZUESTA | component | FlexibilityPotential | name | FlexibilityPotential
2026-07-31 12:42:32 UTC | hp01_07_CH_ZUESTA | hp01 | 07_CH | ZUESTA | component | FlexibilityPotential | fallback_heating_cop | 1
2026-07-31 12:42:32 UTC | hp01_07_CH_ZUESTA | hp01 | 07_CH | ZUESTA | component | FlexibilityPotential | fallback_cooling_eer
2026-07-31 12:42:32 UTC | hp01_08_CH_ZUESTA | hp01 | 08_CH | ZUESTA | simulation | SimulationParameters | year | 2050
2026-07-31 12:42:32 UTC | hp01_08_CH_ZUESTA | hp01 | 08_CH | ZUESTA | simulation | SimulationParameters | seconds_per_timestep | 9 | s
2026-07-31 12:42:32 UTC | hp01_08_CH_ZUESTA | hp01 | 08_CH | ZUESTA | simulation | SimulationParameters | country | CH
2026-07-31 12:42:32 UTC | hp01_08_CH_ZUESTA | hp01 | 08_CH | ZUESTA | cli | cli_overrides | ARCH | 08_CH
2026-07-31 12:42:32 UTC | hp01_08_CH_ZUESTA | hp01 | 08_CH | ZUESTA | cli | cli_overrides | WEATHER | ZUESTA
2026-07-31 12:42:32 UTC | hp01_08_CH_ZUESTA | hp01 | 08_CH | ZUESTA | cli | cli_overrides | TIME_HORIZON | future
2026-07-31 12:42:32 UTC | hp01_08_CH_ZUESTA | hp01 | 08_CH | ZUESTA | cli | cli_overrides | SCENARIO | none
2026-07-31 12:42:32 UTC | hp01_08_CH_ZUESTA | hp01 | 08_CH | ZUESTA | cli | cli_overrides | OCC | SIA2024
2026-07-31 12:42:32 UTC | hp01_08_CH_ZUESTA | hp01 | 08_CH | ZUESTA | cli | cli_overrides | HEATGEN_SIZING | IDEAL_LOOKUP
2026-07-31 12:42:32 UTC | hp01_08_CH_ZUESTA | hp01 | 08_CH | ZUESTA | cli | cli_overrides | HP_MODEL | Panasonic Deutschland / AQUAREA [WH-MDC05F3E5]
2026-07-31 12:42:32 UTC | hp01_08_CH_ZUESTA | hp01 | 08_CH | ZUESTA | cli | cli_overrides | HP_NOMINAL_POWER_W | 4750
2026-07-31 12:42:32 UTC | hp01_08_CH_ZUESTA | hp01 | 08_CH | ZUESTA | cli | cli_overrides | HP_SHARE_OF_IDEAL | 0.8
2026-07-31 12:42:32 UTC | hp01_08_CH_ZUESTA | hp01 | 08_CH | ZUESTA | internal_loads | SIA2024Occupancy | conditioned_floor_area_in_m2 | 201
2026-07-31 12:42:32 UTC | hp01_08_CH_ZUESTA | hp01 | 08_CH | ZUESTA | internal_loads | SIA2024Occupancy | appliances_load_w_per_m2 | 1
2026-07-31 12:42:32 UTC | hp01_08_CH_ZUESTA | hp01 | 08_CH | ZUESTA | internal_loads | SIA2024Occupancy | lighting_load_w_per_m2 | 3
2026-07-31 12:42:32 UTC | hp01_08_CH_ZUESTA | hp01 | 08_CH | ZUESTA | internal_loads | SIA2024Occupancy | lighting_annual_full_load_hours | 846
2026-07-31 12:42:32 UTC | hp01_08_CH_ZUESTA | hp01 | 08_CH | ZUESTA | internal_loads | SIA2024Occupancy | appliances_yearly_utilization_per_month | 0.7995
2026-07-31 12:42:32 UTC | hp01_08_CH_ZUESTA | hp01 | 08_CH | ZUESTA | weather | Weather | source_path | C:\Users\het\HiSim\hisim\inputs\weather\custom_csv\Zurich\NABZUE_2060_RCP85_DRY.csv
2026-07-31 12:42:32 UTC | hp01_08_CH_ZUESTA | hp01 | 08_CH | ZUESTA | weather | Weather | location | Zurich
2026-07-31 12:42:32 UTC | hp01_08_CH_ZUESTA | hp01 | 08_CH | ZUESTA | weather | Weather | name | Weather
2026-07-31 12:42:32 UTC | hp01_08_CH_ZUESTA | hp01 | 08_CH | ZUESTA | component | ElectricityMeter | building_name | BUI1
2026-07-31 12:42:32 UTC | hp01_08_CH_ZUESTA | hp01 | 08_CH | ZUESTA | component | ElectricityMeter | name | ElectricityMeter
2026-07-31 12:42:32 UTC | hp01_08_CH_ZUESTA | hp01 | 08_CH | ZUESTA | building | Building | building_name | 2001_2010
2026-07-31 12:42:32 UTC | hp01_08_CH_ZUESTA | hp01 | 08_CH | ZUESTA | building | Building | building_code | AT.N.SFH.07.Gen.ReEx.001.002
2026-07-31 12:42:32 UTC | hp01_08_CH_ZUESTA | hp01 | 08_CH | ZUESTA | building | Building | building_heat_capacity_class | heavy
2026-07-31 12:42:32 UTC | hp01_08_CH_ZUESTA | hp01 | 08_CH | ZUESTA | building | Building | absolute_conditioned_floor_area_in_m2 | 201
2026-07-31 12:42:32 UTC | hp01_08_CH_ZUESTA | hp01 | 08_CH | ZUESTA | building | Building | heating_reference_temperature_in_celsius | -8
2026-07-31 12:42:32 UTC | hp01_08_CH_ZUESTA | hp01 | 08_CH | ZUESTA | building | Building | floor_u_value_in_watt_per_m2_per_kelvin | 0.38
2026-07-31 12:42:32 UTC | hp01_08_CH_ZUESTA | hp01 | 08_CH | ZUESTA | building | Building | floor_area_in_m2 | 84.2
2026-07-31 12:42:32 UTC | hp01_08_CH_ZUESTA | hp01 | 08_CH | ZUESTA | building | Building | facade_u_value_in_watt_per_m2_per_kelvin | 0.3
2026-07-31 12:42:32 UTC | hp01_08_CH_ZUESTA | hp01 | 08_CH | ZUESTA | building | Building | facade_area_in_m2 | 177.6
2026-07-31 12:42:32 UTC | hp01_08_CH_ZUESTA | hp01 | 08_CH | ZUESTA | building | Building | roof_u_value_in_watt_per_m2_per_kelvin | 0.26
2026-07-31 12:42:32 UTC | hp01_08_CH_ZUESTA | hp01 | 08_CH | ZUESTA | building | Building | roof_area_in_m2 | 96.76
2026-07-31 12:42:32 UTC | hp01_08_CH_ZUESTA | hp01 | 08_CH | ZUESTA | building | Building | window_u_value_in_watt_per_m2_per_kelvin | 1.5
2026-07-31 12:42:32 UTC | hp01_08_CH_ZUESTA | hp01 | 08_CH | ZUESTA | building | Building | window_area_in_m2 | 32.16
2026-07-31 12:42:32 UTC | hp01_08_CH_ZUESTA | hp01 | 08_CH | ZUESTA | building | Building | door_u_value_in_watt_per_m2_per_kelvin
2026-07-31 12:42:32 UTC | hp01_08_CH_ZUESTA | hp01 | 08_CH | ZUESTA | building | Building | door_area_in_m2
2026-07-31 12:42:32 UTC | hp01_08_CH_ZUESTA | hp01 | 08_CH | ZUESTA | building | Building | set_heating_temperature_in_celsius | 20.5
2026-07-31 12:42:32 UTC | hp01_08_CH_ZUESTA | hp01 | 08_CH | ZUESTA | building | Building | set_cooling_temperature_in_celsius | 99
2026-07-31 12:42:32 UTC | hp01_08_CH_ZUESTA | hp01 | 08_CH | ZUESTA | building | Building | natural_ventilation_m3_per_h_per_person | 29
2026-07-31 12:42:32 UTC | hp01_08_CH_ZUESTA | hp01 | 08_CH | ZUESTA | building | Building | sia_natural_ventilation_m3_per_h_per_m2 | 0.6
2026-07-31 12:42:32 UTC | hp01_08_CH_ZUESTA | hp01 | 08_CH | ZUESTA | building | Building | swiss_infiltration_rate_per_h | 0.15
2026-07-31 12:42:32 UTC | hp01_08_CH_ZUESTA | hp01 | 08_CH | ZUESTA | building | Building | heating_demand_mode | iso13790
2026-07-31 12:42:32 UTC | hp01_08_CH_ZUESTA | hp01 | 08_CH | ZUESTA | building | Building | operative_heating_proportional_band_in_celsius | 1
2026-07-31 12:42:32 UTC | hp01_08_CH_ZUESTA | hp01 | 08_CH | ZUESTA | building | Building | operative_heating_proportional_gain | 1
2026-07-31 12:42:32 UTC | hp01_08_CH_ZUESTA | hp01 | 08_CH | ZUESTA | building | Building | control_comfort_lower_bound_shift_in_celsius
2026-07-31 12:42:32 UTC | hp01_08_CH_ZUESTA | hp01 | 08_CH | ZUESTA | building | Building | comfort_aware_seasonal_heating_gate | true
2026-07-31 12:42:32 UTC | hp01_08_CH_ZUESTA | hp01 | 08_CH | ZUESTA | component | StrictComfortDemandController | building_name | BUI1
2026-07-31 12:42:32 UTC | hp01_08_CH_ZUESTA | hp01 | 08_CH | ZUESTA | component | StrictComfortDemandController | name | StrictComfortDemandController
2026-07-31 12:42:32 UTC | hp01_08_CH_ZUESTA | hp01 | 08_CH | ZUESTA | component | StrictComfortDemandController | temperature_air_heating_in_celsius | 20.5
2026-07-31 12:42:32 UTC | hp01_08_CH_ZUESTA | hp01 | 08_CH | ZUESTA | component | StrictComfortDemandController | temperature_air_cooling_in_celsius | 24
2026-07-31 12:42:32 UTC | hp01_08_CH_ZUESTA | hp01 | 08_CH | ZUESTA | component | StrictComfortDemandController | offset | 0.5
2026-07-31 12:42:32 UTC | hp01_08_CH_ZUESTA | hp01 | 08_CH | ZUESTA | component | StrictComfortDemandController | mode | 2
2026-07-31 12:42:32 UTC | hp01_08_CH_ZUESTA | hp01 | 08_CH | ZUESTA | component | StrictComfortDemandController | use_adaptive_comfort_band | true
2026-07-31 12:42:32 UTC | hp01_08_CH_ZUESTA | hp01 | 08_CH | ZUESTA | component | StrictComfortDemandController | control_strategy | strict_comfort_band_v1
2026-07-31 12:42:32 UTC | hp01_08_CH_ZUESTA | hp01 | 08_CH | ZUESTA | component | StrictComfortDemandController | comfort_band_inner_offset_in_celsius | 0.5
2026-07-31 12:42:32 UTC | hp01_08_CH_ZUESTA | hp01 | 08_CH | ZUESTA | component | StrictComfortDemandController | comfort_band_inner_offset_lower_in_celsius | 1
2026-07-31 12:42:32 UTC | hp01_08_CH_ZUESTA | hp01 | 08_CH | ZUESTA | component | StrictComfortDemandController | comfort_band_inner_offset_upper_in_celsius | 0.5
2026-07-31 12:42:32 UTC | hp01_08_CH_ZUESTA | hp01 | 08_CH | ZUESTA | component | StrictComfortDemandController | heating_disabled_above_running_mean_outdoor_temperature_in_celsius | 18
2026-07-31 12:42:32 UTC | hp01_08_CH_ZUESTA | hp01 | 08_CH | ZUESTA | component | StrictComfortDemandController | cooling_enabled_above_running_mean_outdoor_temperature_in_celsius | 99
2026-07-31 12:42:32 UTC | hp01_08_CH_ZUESTA | hp01 | 08_CH | ZUESTA | component | ComfortBandHeatingDemand | building_name | BUI1
2026-07-31 12:42:32 UTC | hp01_08_CH_ZUESTA | hp01 | 08_CH | ZUESTA | component | ComfortBandHeatingDemand | name | ComfortBandHeatingDemand
2026-07-31 12:42:32 UTC | hp01_08_CH_ZUESTA | hp01 | 08_CH | ZUESTA | component | ComfortBandHeatingDemand | max_heating_power_in_watt | 5754.87
2026-07-31 12:42:32 UTC | hp01_08_CH_ZUESTA | hp01 | 08_CH | ZUESTA | component | ComfortBandHeatingDemand | proportional_gain_in_watt_per_kelvin | 11509.7
2026-07-31 12:42:32 UTC | hp01_08_CH_ZUESTA | hp01 | 08_CH | ZUESTA | component | StrictComfortSetpointModifier | building_name | BUI1
2026-07-31 12:42:32 UTC | hp01_08_CH_ZUESTA | hp01 | 08_CH | ZUESTA | component | StrictComfortSetpointModifier | name | StrictComfortSetpointModifier
2026-07-31 12:42:32 UTC | hp01_08_CH_ZUESTA | hp01 | 08_CH | ZUESTA | component | StrictComfortSetpointModifier | base_heating_setpoint_in_celsius | 20.5
2026-07-31 12:42:32 UTC | hp01_08_CH_ZUESTA | hp01 | 08_CH | ZUESTA | component | StrictComfortSetpointModifier | recovery_gain | 5
2026-07-31 12:42:32 UTC | hp01_08_CH_ZUESTA | hp01 | 08_CH | ZUESTA | component | StrictComfortSetpointModifier | max_recovery_boost_in_celsius | 5
2026-07-31 12:42:32 UTC | hp01_08_CH_ZUESTA | hp01 | 08_CH | ZUESTA | component | StrictComfortSetpointModifier | clamp_min_modifier_in_celsius
2026-07-31 12:42:32 UTC | hp01_08_CH_ZUESTA | hp01 | 08_CH | ZUESTA | component | StrictComfortSetpointModifier | clamp_max_modifier_in_celsius | 15
2026-07-31 12:42:32 UTC | hp01_08_CH_ZUESTA | hp01 | 08_CH | ZUESTA | component | HeatDistributionController | building_name | BUI1
2026-07-31 12:42:32 UTC | hp01_08_CH_ZUESTA | hp01 | 08_CH | ZUESTA | component | HeatDistributionController | name | HeatDistributionController
2026-07-31 12:42:32 UTC | hp01_08_CH_ZUESTA | hp01 | 08_CH | ZUESTA | component | HeatDistributionController | heating_system | HeatDistributionSystemType.FLOORHEATING
2026-07-31 12:42:32 UTC | hp01_08_CH_ZUESTA | hp01 | 08_CH | ZUESTA | component | HeatDistributionController | set_heating_threshold_outside_temperature_in_celsius | 16
2026-07-31 12:42:32 UTC | hp01_08_CH_ZUESTA | hp01 | 08_CH | ZUESTA | component | HeatDistributionController | heating_reference_temperature_in_celsius | -8
2026-07-31 12:42:32 UTC | hp01_08_CH_ZUESTA | hp01 | 08_CH | ZUESTA | component | HeatDistributionController | set_heating_temperature_for_building_in_celsius | 20.5
2026-07-31 12:42:32 UTC | hp01_08_CH_ZUESTA | hp01 | 08_CH | ZUESTA | component | HeatDistributionController | set_cooling_temperature_for_building_in_celsius | 99
2026-07-31 12:42:32 UTC | hp01_08_CH_ZUESTA | hp01 | 08_CH | ZUESTA | component | HeatDistributionController | heating_load_of_building_in_watt | 5754.87
2026-07-31 12:42:32 UTC | hp01_08_CH_ZUESTA | hp01 | 08_CH | ZUESTA | heat_distribution | HeatDistributionSystem | absolute_conditioned_floor_area_in_m2 | 201
2026-07-31 12:42:32 UTC | hp01_08_CH_ZUESTA | hp01 | 08_CH | ZUESTA | thermal_storage | SimpleHotWaterStorage | volume_heating_water_storage_in_liter | 287.7
2026-07-31 12:42:32 UTC | hp01_08_CH_ZUESTA | hp01 | 08_CH | ZUESTA | component | BufferRemainingCapacity60C | building_name | BUI1
2026-07-31 12:42:32 UTC | hp01_08_CH_ZUESTA | hp01 | 08_CH | ZUESTA | component | BufferRemainingCapacity60C | name | BufferRemainingCapacity60C
2026-07-31 12:42:32 UTC | hp01_08_CH_ZUESTA | hp01 | 08_CH | ZUESTA | component | BufferRemainingCapacity60C | volume_heating_water_storage_in_liter | 287.7
2026-07-31 12:42:32 UTC | hp01_08_CH_ZUESTA | hp01 | 08_CH | ZUESTA | component | BufferRemainingCapacity60C | max_temperature_in_celsius | 6
2026-07-31 12:42:32 UTC | hp01_08_CH_ZUESTA | hp01 | 08_CH | ZUESTA | component | BufferRemainingCapacity60C | water_density_kg_per_liter | 0.992
2026-07-31 12:42:32 UTC | hp01_08_CH_ZUESTA | hp01 | 08_CH | ZUESTA | component | BufferRemainingCapacity60C | water_specific_heat_capacity_j_per_kg_per_k | 4180
2026-07-31 12:42:32 UTC | hp01_08_CH_ZUESTA | hp01 | 08_CH | ZUESTA | component | HeatPumpControllerSH | building_name | BUI1
2026-07-31 12:42:32 UTC | hp01_08_CH_ZUESTA | hp01 | 08_CH | ZUESTA | component | HeatPumpControllerSH | name | HeatPumpControllerSH
2026-07-31 12:42:32 UTC | hp01_08_CH_ZUESTA | hp01 | 08_CH | ZUESTA | component | HeatPumpControllerSH | mode | 1
2026-07-31 12:42:32 UTC | hp01_08_CH_ZUESTA | hp01 | 08_CH | ZUESTA | component | HeatPumpControllerSH | set_heating_threshold_outside_temperature_in_celsius | 16
2026-07-31 12:42:32 UTC | hp01_08_CH_ZUESTA | hp01 | 08_CH | ZUESTA | component | HeatPumpControllerSH | set_cooling_threshold_outside_temperature_in_celsius | 3
2026-07-31 12:42:32 UTC | hp01_08_CH_ZUESTA | hp01 | 08_CH | ZUESTA | component | HeatPumpControllerSH | upper_temperature_offset_for_state_conditions_in_celsius | 1
2026-07-31 12:42:32 UTC | hp01_08_CH_ZUESTA | hp01 | 08_CH | ZUESTA | component | HeatPumpControllerSH | lower_temperature_offset_for_state_conditions_in_celsius | 1
2026-07-31 12:42:32 UTC | hp01_08_CH_ZUESTA | hp01 | 08_CH | ZUESTA | component | HeatPumpControllerSH | heat_distribution_system_type | HeatDistributionSystemType.FLOORHEATING
2026-07-31 12:42:32 UTC | hp01_08_CH_ZUESTA | hp01 | 08_CH | ZUESTA | component | HeatPumpControllerDHW | building_name | BUI1
2026-07-31 12:42:32 UTC | hp01_08_CH_ZUESTA | hp01 | 08_CH | ZUESTA | component | HeatPumpControllerDHW | name | HeatPumpControllerDHW
2026-07-31 12:42:32 UTC | hp01_08_CH_ZUESTA | hp01 | 08_CH | ZUESTA | component | HeatPumpControllerDHW | t_min_dhw_storage_in_celsius | 4
2026-07-31 12:42:32 UTC | hp01_08_CH_ZUESTA | hp01 | 08_CH | ZUESTA | component | HeatPumpControllerDHW | t_max_dhw_storage_in_celsius | 6
2026-07-31 12:42:32 UTC | hp01_08_CH_ZUESTA | hp01 | 08_CH | ZUESTA | component | HeatPumpControllerDHW | thermalpower_dhw_is_constant | false
2026-07-31 12:42:32 UTC | hp01_08_CH_ZUESTA | hp01 | 08_CH | ZUESTA | component | HeatPumpControllerDHW | p_th_max_dhw_in_watt | 5000
2026-07-31 12:42:32 UTC | hp01_08_CH_ZUESTA | hp01 | 08_CH | ZUESTA | heat_generator | HeatPumpHPLib | set_thermal_output_power_in_watt | 4750
2026-07-31 12:42:32 UTC | hp01_08_CH_ZUESTA | hp01 | 08_CH | ZUESTA | heat_generator | HeatPumpHPLib | flow_temperature_in_celsius | 35
2026-07-31 12:42:32 UTC | hp01_08_CH_ZUESTA | hp01 | 08_CH | ZUESTA | heat_generator | HeatPumpHPLib | heating_reference_temperature_in_celsius | -7
2026-07-31 12:42:32 UTC | hp01_08_CH_ZUESTA | hp01 | 08_CH | ZUESTA | heat_generator | HeatPumpHPLib | with_domestic_hot_water_preparation | true
2026-07-31 12:42:32 UTC | hp01_08_CH_ZUESTA | hp01 | 08_CH | ZUESTA | heat_generator | HeatPumpHPLib | minimum_running_time_in_seconds | 14400
2026-07-31 12:42:32 UTC | hp01_08_CH_ZUESTA | hp01 | 08_CH | ZUESTA | heat_generator | HeatPumpHPLib | minimum_idle_time_in_seconds | 900
2026-07-31 12:42:32 UTC | hp01_08_CH_ZUESTA | hp01 | 08_CH | ZUESTA | heat_generator | HeatPumpHPLib | group_id | 1
2026-07-31 12:42:32 UTC | hp01_08_CH_ZUESTA | hp01 | 08_CH | ZUESTA | component | HeatGeneratorTotalThermalPower | building_name | BUI1
2026-07-31 12:42:32 UTC | hp01_08_CH_ZUESTA | hp01 | 08_CH | ZUESTA | component | HeatGeneratorTotalThermalPower | name | HeatGeneratorTotalThermalPower
2026-07-31 12:42:32 UTC | hp01_08_CH_ZUESTA | hp01 | 08_CH | ZUESTA | component | HeatGeneratorTotalThermalPower | loadtype | LoadTypes.ANY
2026-07-31 12:42:32 UTC | hp01_08_CH_ZUESTA | hp01 | 08_CH | ZUESTA | component | HeatGeneratorTotalThermalPower | unit | Units.WATT
2026-07-31 12:42:32 UTC | hp01_08_CH_ZUESTA | hp01 | 08_CH | ZUESTA | component | HeatGeneratorPlantDhwThermalPower | building_name | BUI1
2026-07-31 12:42:32 UTC | hp01_08_CH_ZUESTA | hp01 | 08_CH | ZUESTA | component | HeatGeneratorPlantDhwThermalPower | name | HeatGeneratorPlantDhwThermalPower
2026-07-31 12:42:32 UTC | hp01_08_CH_ZUESTA | hp01 | 08_CH | ZUESTA | component | HeatGeneratorPlantDhwThermalPower | loadtype | LoadTypes.ANY
2026-07-31 12:42:32 UTC | hp01_08_CH_ZUESTA | hp01 | 08_CH | ZUESTA | component | HeatGeneratorPlantDhwThermalPower | unit | Units.WATT
2026-07-31 12:42:32 UTC | hp01_08_CH_ZUESTA | hp01 | 08_CH | ZUESTA | component | SolarDhwThermalPower | building_name | BUI1
2026-07-31 12:42:32 UTC | hp01_08_CH_ZUESTA | hp01 | 08_CH | ZUESTA | component | SolarDhwThermalPower | name | SolarDhwThermalPower
2026-07-31 12:42:32 UTC | hp01_08_CH_ZUESTA | hp01 | 08_CH | ZUESTA | component | SolarDhwThermalPower | value_watt
2026-07-31 12:42:32 UTC | hp01_08_CH_ZUESTA | hp01 | 08_CH | ZUESTA | component | SolarDhwThermalPower | loadtype | LoadTypes.ANY
2026-07-31 12:42:32 UTC | hp01_08_CH_ZUESTA | hp01 | 08_CH | ZUESTA | component | SolarDhwThermalPower | unit | Units.WATT
2026-07-31 12:42:32 UTC | hp01_08_CH_ZUESTA | hp01 | 08_CH | ZUESTA | component | FlexibilityPotential | building_name | BUI1
2026-07-31 12:42:32 UTC | hp01_08_CH_ZUESTA | hp01 | 08_CH | ZUESTA | component | FlexibilityPotential | name | FlexibilityPotential
2026-07-31 12:42:32 UTC | hp01_08_CH_ZUESTA | hp01 | 08_CH | ZUESTA | component | FlexibilityPotential | fallback_heating_cop | 1
2026-07-31 12:42:32 UTC | hp01_08_CH_ZUESTA | hp01 | 08_CH | ZUESTA | component | FlexibilityPotential | fallback_cooling_eer
2026-07-31 12:42:32 UTC | hp01_09_CH_ZUESTA | hp01 | 09_CH | ZUESTA | simulation | SimulationParameters | year | 2050
2026-07-31 12:42:32 UTC | hp01_09_CH_ZUESTA | hp01 | 09_CH | ZUESTA | simulation | SimulationParameters | seconds_per_timestep | 9 | s
2026-07-31 12:42:32 UTC | hp01_09_CH_ZUESTA | hp01 | 09_CH | ZUESTA | simulation | SimulationParameters | country | CH
2026-07-31 12:42:32 UTC | hp01_09_CH_ZUESTA | hp01 | 09_CH | ZUESTA | cli | cli_overrides | ARCH | 09_CH
2026-07-31 12:42:32 UTC | hp01_09_CH_ZUESTA | hp01 | 09_CH | ZUESTA | cli | cli_overrides | WEATHER | ZUESTA
2026-07-31 12:42:32 UTC | hp01_09_CH_ZUESTA | hp01 | 09_CH | ZUESTA | cli | cli_overrides | TIME_HORIZON | future
2026-07-31 12:42:32 UTC | hp01_09_CH_ZUESTA | hp01 | 09_CH | ZUESTA | cli | cli_overrides | SCENARIO | none
2026-07-31 12:42:32 UTC | hp01_09_CH_ZUESTA | hp01 | 09_CH | ZUESTA | cli | cli_overrides | OCC | SIA2024
2026-07-31 12:42:32 UTC | hp01_09_CH_ZUESTA | hp01 | 09_CH | ZUESTA | cli | cli_overrides | HEATGEN_SIZING | IDEAL_LOOKUP
2026-07-31 12:42:32 UTC | hp01_09_CH_ZUESTA | hp01 | 09_CH | ZUESTA | cli | cli_overrides | HP_MODEL | Viessmann Werke GmbH & Co KG / Vitocal 250-A Compact AWMOF-251.A1.06-400-V001/V002
2026-07-31 12:42:32 UTC | hp01_09_CH_ZUESTA | hp01 | 09_CH | ZUESTA | cli | cli_overrides | HP_NOMINAL_POWER_W | 3100
2026-07-31 12:42:32 UTC | hp01_09_CH_ZUESTA | hp01 | 09_CH | ZUESTA | cli | cli_overrides | HP_SHARE_OF_IDEAL | 0.8
2026-07-31 12:42:32 UTC | hp01_09_CH_ZUESTA | hp01 | 09_CH | ZUESTA | internal_loads | SIA2024Occupancy | conditioned_floor_area_in_m2 | 206
2026-07-31 12:42:32 UTC | hp01_09_CH_ZUESTA | hp01 | 09_CH | ZUESTA | internal_loads | SIA2024Occupancy | appliances_load_w_per_m2 | 1
2026-07-31 12:42:32 UTC | hp01_09_CH_ZUESTA | hp01 | 09_CH | ZUESTA | internal_loads | SIA2024Occupancy | lighting_load_w_per_m2 | 3
2026-07-31 12:42:32 UTC | hp01_09_CH_ZUESTA | hp01 | 09_CH | ZUESTA | internal_loads | SIA2024Occupancy | lighting_annual_full_load_hours | 846
2026-07-31 12:42:32 UTC | hp01_09_CH_ZUESTA | hp01 | 09_CH | ZUESTA | internal_loads | SIA2024Occupancy | appliances_yearly_utilization_per_month | 0.7995
2026-07-31 12:42:32 UTC | hp01_09_CH_ZUESTA | hp01 | 09_CH | ZUESTA | weather | Weather | source_path | C:\Users\het\HiSim\hisim\inputs\weather\custom_csv\Zurich\NABZUE_2060_RCP85_DRY.csv
2026-07-31 12:42:32 UTC | hp01_09_CH_ZUESTA | hp01 | 09_CH | ZUESTA | weather | Weather | location | Zurich
2026-07-31 12:42:32 UTC | hp01_09_CH_ZUESTA | hp01 | 09_CH | ZUESTA | weather | Weather | name | Weather
2026-07-31 12:42:32 UTC | hp01_09_CH_ZUESTA | hp01 | 09_CH | ZUESTA | component | ElectricityMeter | building_name | BUI1
2026-07-31 12:42:32 UTC | hp01_09_CH_ZUESTA | hp01 | 09_CH | ZUESTA | component | ElectricityMeter | name | ElectricityMeter
2026-07-31 12:42:32 UTC | hp01_09_CH_ZUESTA | hp01 | 09_CH | ZUESTA | building | Building | building_name | 2011_2019
2026-07-31 12:42:32 UTC | hp01_09_CH_ZUESTA | hp01 | 09_CH | ZUESTA | building | Building | building_code | AT.N.SFH.08.Gen.ReEx.001.002
2026-07-31 12:42:32 UTC | hp01_09_CH_ZUESTA | hp01 | 09_CH | ZUESTA | building | Building | building_heat_capacity_class | heavy
2026-07-31 12:42:32 UTC | hp01_09_CH_ZUESTA | hp01 | 09_CH | ZUESTA | building | Building | absolute_conditioned_floor_area_in_m2 | 206
2026-07-31 12:42:32 UTC | hp01_09_CH_ZUESTA | hp01 | 09_CH | ZUESTA | building | Building | heating_reference_temperature_in_celsius | -8
2026-07-31 12:42:32 UTC | hp01_09_CH_ZUESTA | hp01 | 09_CH | ZUESTA | building | Building | floor_u_value_in_watt_per_m2_per_kelvin | 0.21
2026-07-31 12:42:32 UTC | hp01_09_CH_ZUESTA | hp01 | 09_CH | ZUESTA | building | Building | floor_area_in_m2 | 93.9
2026-07-31 12:42:32 UTC | hp01_09_CH_ZUESTA | hp01 | 09_CH | ZUESTA | building | Building | facade_u_value_in_watt_per_m2_per_kelvin | 0.17
2026-07-31 12:42:32 UTC | hp01_09_CH_ZUESTA | hp01 | 09_CH | ZUESTA | building | Building | facade_area_in_m2 | 180.6
2026-07-31 12:42:32 UTC | hp01_09_CH_ZUESTA | hp01 | 09_CH | ZUESTA | building | Building | roof_u_value_in_watt_per_m2_per_kelvin | 0.17
2026-07-31 12:42:32 UTC | hp01_09_CH_ZUESTA | hp01 | 09_CH | ZUESTA | building | Building | roof_area_in_m2 | 100.3
2026-07-31 12:42:32 UTC | hp01_09_CH_ZUESTA | hp01 | 09_CH | ZUESTA | building | Building | window_u_value_in_watt_per_m2_per_kelvin | 1
2026-07-31 12:42:32 UTC | hp01_09_CH_ZUESTA | hp01 | 09_CH | ZUESTA | building | Building | window_area_in_m2 | 37.3
2026-07-31 12:42:32 UTC | hp01_09_CH_ZUESTA | hp01 | 09_CH | ZUESTA | building | Building | door_u_value_in_watt_per_m2_per_kelvin
2026-07-31 12:42:32 UTC | hp01_09_CH_ZUESTA | hp01 | 09_CH | ZUESTA | building | Building | door_area_in_m2
2026-07-31 12:42:32 UTC | hp01_09_CH_ZUESTA | hp01 | 09_CH | ZUESTA | building | Building | set_heating_temperature_in_celsius | 20.5
2026-07-31 12:42:32 UTC | hp01_09_CH_ZUESTA | hp01 | 09_CH | ZUESTA | building | Building | set_cooling_temperature_in_celsius | 99
2026-07-31 12:42:32 UTC | hp01_09_CH_ZUESTA | hp01 | 09_CH | ZUESTA | building | Building | natural_ventilation_m3_per_h_per_person | 29
2026-07-31 12:42:32 UTC | hp01_09_CH_ZUESTA | hp01 | 09_CH | ZUESTA | building | Building | sia_natural_ventilation_m3_per_h_per_m2 | 0.6
2026-07-31 12:42:32 UTC | hp01_09_CH_ZUESTA | hp01 | 09_CH | ZUESTA | building | Building | swiss_infiltration_rate_per_h | 0.15
2026-07-31 12:42:32 UTC | hp01_09_CH_ZUESTA | hp01 | 09_CH | ZUESTA | building | Building | heating_demand_mode | iso13790
2026-07-31 12:42:32 UTC | hp01_09_CH_ZUESTA | hp01 | 09_CH | ZUESTA | building | Building | operative_heating_proportional_band_in_celsius | 1
2026-07-31 12:42:32 UTC | hp01_09_CH_ZUESTA | hp01 | 09_CH | ZUESTA | building | Building | operative_heating_proportional_gain | 1
2026-07-31 12:42:32 UTC | hp01_09_CH_ZUESTA | hp01 | 09_CH | ZUESTA | building | Building | control_comfort_lower_bound_shift_in_celsius
2026-07-31 12:42:32 UTC | hp01_09_CH_ZUESTA | hp01 | 09_CH | ZUESTA | building | Building | comfort_aware_seasonal_heating_gate | true
2026-07-31 12:42:32 UTC | hp01_09_CH_ZUESTA | hp01 | 09_CH | ZUESTA | component | StrictComfortDemandController | building_name | BUI1
2026-07-31 12:42:32 UTC | hp01_09_CH_ZUESTA | hp01 | 09_CH | ZUESTA | component | StrictComfortDemandController | name | StrictComfortDemandController
2026-07-31 12:42:32 UTC | hp01_09_CH_ZUESTA | hp01 | 09_CH | ZUESTA | component | StrictComfortDemandController | temperature_air_heating_in_celsius | 20.5
2026-07-31 12:42:32 UTC | hp01_09_CH_ZUESTA | hp01 | 09_CH | ZUESTA | component | StrictComfortDemandController | temperature_air_cooling_in_celsius | 24
2026-07-31 12:42:32 UTC | hp01_09_CH_ZUESTA | hp01 | 09_CH | ZUESTA | component | StrictComfortDemandController | offset | 0.5
2026-07-31 12:42:32 UTC | hp01_09_CH_ZUESTA | hp01 | 09_CH | ZUESTA | component | StrictComfortDemandController | mode | 2
2026-07-31 12:42:32 UTC | hp01_09_CH_ZUESTA | hp01 | 09_CH | ZUESTA | component | StrictComfortDemandController | use_adaptive_comfort_band | true
2026-07-31 12:42:32 UTC | hp01_09_CH_ZUESTA | hp01 | 09_CH | ZUESTA | component | StrictComfortDemandController | control_strategy | strict_comfort_band_v1
2026-07-31 12:42:32 UTC | hp01_09_CH_ZUESTA | hp01 | 09_CH | ZUESTA | component | StrictComfortDemandController | comfort_band_inner_offset_in_celsius | 0.5
2026-07-31 12:42:32 UTC | hp01_09_CH_ZUESTA | hp01 | 09_CH | ZUESTA | component | StrictComfortDemandController | comfort_band_inner_offset_lower_in_celsius | 1
2026-07-31 12:42:32 UTC | hp01_09_CH_ZUESTA | hp01 | 09_CH | ZUESTA | component | StrictComfortDemandController | comfort_band_inner_offset_upper_in_celsius | 0.5
2026-07-31 12:42:32 UTC | hp01_09_CH_ZUESTA | hp01 | 09_CH | ZUESTA | component | StrictComfortDemandController | heating_disabled_above_running_mean_outdoor_temperature_in_celsius | 18
2026-07-31 12:42:32 UTC | hp01_09_CH_ZUESTA | hp01 | 09_CH | ZUESTA | component | StrictComfortDemandController | cooling_enabled_above_running_mean_outdoor_temperature_in_celsius | 99
2026-07-31 12:42:32 UTC | hp01_09_CH_ZUESTA | hp01 | 09_CH | ZUESTA | component | ComfortBandHeatingDemand | building_name | BUI1
2026-07-31 12:42:32 UTC | hp01_09_CH_ZUESTA | hp01 | 09_CH | ZUESTA | component | ComfortBandHeatingDemand | name | ComfortBandHeatingDemand
2026-07-31 12:42:32 UTC | hp01_09_CH_ZUESTA | hp01 | 09_CH | ZUESTA | component | ComfortBandHeatingDemand | max_heating_power_in_watt | 4948.09
2026-07-31 12:42:32 UTC | hp01_09_CH_ZUESTA | hp01 | 09_CH | ZUESTA | component | ComfortBandHeatingDemand | proportional_gain_in_watt_per_kelvin | 9896.18
2026-07-31 12:42:32 UTC | hp01_09_CH_ZUESTA | hp01 | 09_CH | ZUESTA | component | StrictComfortSetpointModifier | building_name | BUI1
2026-07-31 12:42:32 UTC | hp01_09_CH_ZUESTA | hp01 | 09_CH | ZUESTA | component | StrictComfortSetpointModifier | name | StrictComfortSetpointModifier
2026-07-31 12:42:32 UTC | hp01_09_CH_ZUESTA | hp01 | 09_CH | ZUESTA | component | StrictComfortSetpointModifier | base_heating_setpoint_in_celsius | 20.5
2026-07-31 12:42:32 UTC | hp01_09_CH_ZUESTA | hp01 | 09_CH | ZUESTA | component | StrictComfortSetpointModifier | recovery_gain | 5
2026-07-31 12:42:32 UTC | hp01_09_CH_ZUESTA | hp01 | 09_CH | ZUESTA | component | StrictComfortSetpointModifier | max_recovery_boost_in_celsius | 5
2026-07-31 12:42:32 UTC | hp01_09_CH_ZUESTA | hp01 | 09_CH | ZUESTA | component | StrictComfortSetpointModifier | clamp_min_modifier_in_celsius
2026-07-31 12:42:32 UTC | hp01_09_CH_ZUESTA | hp01 | 09_CH | ZUESTA | component | StrictComfortSetpointModifier | clamp_max_modifier_in_celsius | 15
2026-07-31 12:42:32 UTC | hp01_09_CH_ZUESTA | hp01 | 09_CH | ZUESTA | component | HeatDistributionController | building_name | BUI1
2026-07-31 12:42:32 UTC | hp01_09_CH_ZUESTA | hp01 | 09_CH | ZUESTA | component | HeatDistributionController | name | HeatDistributionController
2026-07-31 12:42:32 UTC | hp01_09_CH_ZUESTA | hp01 | 09_CH | ZUESTA | component | HeatDistributionController | heating_system | HeatDistributionSystemType.FLOORHEATING
2026-07-31 12:42:32 UTC | hp01_09_CH_ZUESTA | hp01 | 09_CH | ZUESTA | component | HeatDistributionController | set_heating_threshold_outside_temperature_in_celsius | 16
2026-07-31 12:42:32 UTC | hp01_09_CH_ZUESTA | hp01 | 09_CH | ZUESTA | component | HeatDistributionController | heating_reference_temperature_in_celsius | -8
2026-07-31 12:42:32 UTC | hp01_09_CH_ZUESTA | hp01 | 09_CH | ZUESTA | component | HeatDistributionController | set_heating_temperature_for_building_in_celsius | 20.5
2026-07-31 12:42:32 UTC | hp01_09_CH_ZUESTA | hp01 | 09_CH | ZUESTA | component | HeatDistributionController | set_cooling_temperature_for_building_in_celsius | 99
2026-07-31 12:42:32 UTC | hp01_09_CH_ZUESTA | hp01 | 09_CH | ZUESTA | component | HeatDistributionController | heating_load_of_building_in_watt | 4948.09
2026-07-31 12:42:32 UTC | hp01_09_CH_ZUESTA | hp01 | 09_CH | ZUESTA | heat_distribution | HeatDistributionSystem | absolute_conditioned_floor_area_in_m2 | 206
2026-07-31 12:42:32 UTC | hp01_09_CH_ZUESTA | hp01 | 09_CH | ZUESTA | thermal_storage | SimpleHotWaterStorage | volume_heating_water_storage_in_liter | 247.4
2026-07-31 12:42:32 UTC | hp01_09_CH_ZUESTA | hp01 | 09_CH | ZUESTA | component | BufferRemainingCapacity60C | building_name | BUI1
2026-07-31 12:42:32 UTC | hp01_09_CH_ZUESTA | hp01 | 09_CH | ZUESTA | component | BufferRemainingCapacity60C | name | BufferRemainingCapacity60C
2026-07-31 12:42:32 UTC | hp01_09_CH_ZUESTA | hp01 | 09_CH | ZUESTA | component | BufferRemainingCapacity60C | volume_heating_water_storage_in_liter | 247.4
2026-07-31 12:42:32 UTC | hp01_09_CH_ZUESTA | hp01 | 09_CH | ZUESTA | component | BufferRemainingCapacity60C | max_temperature_in_celsius | 6
2026-07-31 12:42:32 UTC | hp01_09_CH_ZUESTA | hp01 | 09_CH | ZUESTA | component | BufferRemainingCapacity60C | water_density_kg_per_liter | 0.992
2026-07-31 12:42:32 UTC | hp01_09_CH_ZUESTA | hp01 | 09_CH | ZUESTA | component | BufferRemainingCapacity60C | water_specific_heat_capacity_j_per_kg_per_k | 4180
2026-07-31 12:42:32 UTC | hp01_09_CH_ZUESTA | hp01 | 09_CH | ZUESTA | component | HeatPumpControllerSH | building_name | BUI1
2026-07-31 12:42:32 UTC | hp01_09_CH_ZUESTA | hp01 | 09_CH | ZUESTA | component | HeatPumpControllerSH | name | HeatPumpControllerSH
2026-07-31 12:42:32 UTC | hp01_09_CH_ZUESTA | hp01 | 09_CH | ZUESTA | component | HeatPumpControllerSH | mode | 1
2026-07-31 12:42:32 UTC | hp01_09_CH_ZUESTA | hp01 | 09_CH | ZUESTA | component | HeatPumpControllerSH | set_heating_threshold_outside_temperature_in_celsius | 16
2026-07-31 12:42:32 UTC | hp01_09_CH_ZUESTA | hp01 | 09_CH | ZUESTA | component | HeatPumpControllerSH | set_cooling_threshold_outside_temperature_in_celsius | 3
2026-07-31 12:42:32 UTC | hp01_09_CH_ZUESTA | hp01 | 09_CH | ZUESTA | component | HeatPumpControllerSH | upper_temperature_offset_for_state_conditions_in_celsius | 1
2026-07-31 12:42:32 UTC | hp01_09_CH_ZUESTA | hp01 | 09_CH | ZUESTA | component | HeatPumpControllerSH | lower_temperature_offset_for_state_conditions_in_celsius | 1
2026-07-31 12:42:32 UTC | hp01_09_CH_ZUESTA | hp01 | 09_CH | ZUESTA | component | HeatPumpControllerSH | heat_distribution_system_type | HeatDistributionSystemType.FLOORHEATING
2026-07-31 12:42:32 UTC | hp01_09_CH_ZUESTA | hp01 | 09_CH | ZUESTA | component | HeatPumpControllerDHW | building_name | BUI1
2026-07-31 12:42:32 UTC | hp01_09_CH_ZUESTA | hp01 | 09_CH | ZUESTA | component | HeatPumpControllerDHW | name | HeatPumpControllerDHW
2026-07-31 12:42:32 UTC | hp01_09_CH_ZUESTA | hp01 | 09_CH | ZUESTA | component | HeatPumpControllerDHW | t_min_dhw_storage_in_celsius | 4
2026-07-31 12:42:32 UTC | hp01_09_CH_ZUESTA | hp01 | 09_CH | ZUESTA | component | HeatPumpControllerDHW | t_max_dhw_storage_in_celsius | 6
2026-07-31 12:42:32 UTC | hp01_09_CH_ZUESTA | hp01 | 09_CH | ZUESTA | component | HeatPumpControllerDHW | thermalpower_dhw_is_constant | false
2026-07-31 12:42:32 UTC | hp01_09_CH_ZUESTA | hp01 | 09_CH | ZUESTA | component | HeatPumpControllerDHW | p_th_max_dhw_in_watt | 5000
2026-07-31 12:42:32 UTC | hp01_09_CH_ZUESTA | hp01 | 09_CH | ZUESTA | heat_generator | HeatPumpHPLib | set_thermal_output_power_in_watt | 3100
2026-07-31 12:42:32 UTC | hp01_09_CH_ZUESTA | hp01 | 09_CH | ZUESTA | heat_generator | HeatPumpHPLib | flow_temperature_in_celsius | 35
2026-07-31 12:42:32 UTC | hp01_09_CH_ZUESTA | hp01 | 09_CH | ZUESTA | heat_generator | HeatPumpHPLib | heating_reference_temperature_in_celsius | -7
2026-07-31 12:42:32 UTC | hp01_09_CH_ZUESTA | hp01 | 09_CH | ZUESTA | heat_generator | HeatPumpHPLib | with_domestic_hot_water_preparation | true
2026-07-31 12:42:32 UTC | hp01_09_CH_ZUESTA | hp01 | 09_CH | ZUESTA | heat_generator | HeatPumpHPLib | minimum_running_time_in_seconds | 14400
2026-07-31 12:42:32 UTC | hp01_09_CH_ZUESTA | hp01 | 09_CH | ZUESTA | heat_generator | HeatPumpHPLib | minimum_idle_time_in_seconds | 900
2026-07-31 12:42:32 UTC | hp01_09_CH_ZUESTA | hp01 | 09_CH | ZUESTA | heat_generator | HeatPumpHPLib | group_id | 1
2026-07-31 12:42:32 UTC | hp01_09_CH_ZUESTA | hp01 | 09_CH | ZUESTA | component | HeatGeneratorTotalThermalPower | building_name | BUI1
2026-07-31 12:42:32 UTC | hp01_09_CH_ZUESTA | hp01 | 09_CH | ZUESTA | component | HeatGeneratorTotalThermalPower | name | HeatGeneratorTotalThermalPower
2026-07-31 12:42:32 UTC | hp01_09_CH_ZUESTA | hp01 | 09_CH | ZUESTA | component | HeatGeneratorTotalThermalPower | loadtype | LoadTypes.ANY
2026-07-31 12:42:32 UTC | hp01_09_CH_ZUESTA | hp01 | 09_CH | ZUESTA | component | HeatGeneratorTotalThermalPower | unit | Units.WATT
2026-07-31 12:42:32 UTC | hp01_09_CH_ZUESTA | hp01 | 09_CH | ZUESTA | component | HeatGeneratorPlantDhwThermalPower | building_name | BUI1
2026-07-31 12:42:32 UTC | hp01_09_CH_ZUESTA | hp01 | 09_CH | ZUESTA | component | HeatGeneratorPlantDhwThermalPower | name | HeatGeneratorPlantDhwThermalPower
2026-07-31 12:42:32 UTC | hp01_09_CH_ZUESTA | hp01 | 09_CH | ZUESTA | component | HeatGeneratorPlantDhwThermalPower | loadtype | LoadTypes.ANY
2026-07-31 12:42:32 UTC | hp01_09_CH_ZUESTA | hp01 | 09_CH | ZUESTA | component | HeatGeneratorPlantDhwThermalPower | unit | Units.WATT
2026-07-31 12:42:32 UTC | hp01_09_CH_ZUESTA | hp01 | 09_CH | ZUESTA | component | SolarDhwThermalPower | building_name | BUI1
2026-07-31 12:42:32 UTC | hp01_09_CH_ZUESTA | hp01 | 09_CH | ZUESTA | component | SolarDhwThermalPower | name | SolarDhwThermalPower
2026-07-31 12:42:32 UTC | hp01_09_CH_ZUESTA | hp01 | 09_CH | ZUESTA | component | SolarDhwThermalPower | value_watt
2026-07-31 12:42:32 UTC | hp01_09_CH_ZUESTA | hp01 | 09_CH | ZUESTA | component | SolarDhwThermalPower | loadtype | LoadTypes.ANY
2026-07-31 12:42:32 UTC | hp01_09_CH_ZUESTA | hp01 | 09_CH | ZUESTA | component | SolarDhwThermalPower | unit | Units.WATT
2026-07-31 12:42:32 UTC | hp01_09_CH_ZUESTA | hp01 | 09_CH | ZUESTA | component | FlexibilityPotential | building_name | BUI1
2026-07-31 12:42:32 UTC | hp01_09_CH_ZUESTA | hp01 | 09_CH | ZUESTA | component | FlexibilityPotential | name | FlexibilityPotential
2026-07-31 12:42:32 UTC | hp01_09_CH_ZUESTA | hp01 | 09_CH | ZUESTA | component | FlexibilityPotential | fallback_heating_cop | 1
2026-07-31 12:42:32 UTC | hp01_09_CH_ZUESTA | hp01 | 09_CH | ZUESTA | component | FlexibilityPotential | fallback_cooling_eer
2026-07-31 12:42:32 UTC | hp02_01_CH_ZUESTA | hp02 | 01_CH | ZUESTA | simulation | SimulationParameters | year | 2050
2026-07-31 12:42:32 UTC | hp02_01_CH_ZUESTA | hp02 | 01_CH | ZUESTA | simulation | SimulationParameters | seconds_per_timestep | 9 | s
2026-07-31 12:42:32 UTC | hp02_01_CH_ZUESTA | hp02 | 01_CH | ZUESTA | simulation | SimulationParameters | country | CH
2026-07-31 12:42:32 UTC | hp02_01_CH_ZUESTA | hp02 | 01_CH | ZUESTA | cli | cli_overrides | ARCH | 01_CH
2026-07-31 12:42:32 UTC | hp02_01_CH_ZUESTA | hp02 | 01_CH | ZUESTA | cli | cli_overrides | WEATHER | ZUESTA
2026-07-31 12:42:32 UTC | hp02_01_CH_ZUESTA | hp02 | 01_CH | ZUESTA | cli | cli_overrides | TIME_HORIZON | future
2026-07-31 12:42:32 UTC | hp02_01_CH_ZUESTA | hp02 | 01_CH | ZUESTA | cli | cli_overrides | SCENARIO | none
2026-07-31 12:42:32 UTC | hp02_01_CH_ZUESTA | hp02 | 01_CH | ZUESTA | cli | cli_overrides | OCC | SIA2024
2026-07-31 12:42:32 UTC | hp02_01_CH_ZUESTA | hp02 | 01_CH | ZUESTA | cli | cli_overrides | HEATGEN_SIZING | IDEAL_LOOKUP
2026-07-31 12:42:32 UTC | hp02_01_CH_ZUESTA | hp02 | 01_CH | ZUESTA | cli | cli_overrides | HP_MODEL | Viessmann Werke GmbH & Co KG / Vitocal 250-A Compact AWMOF-251.A1.19-400-V001/V002
2026-07-31 12:42:32 UTC | hp02_01_CH_ZUESTA | hp02 | 01_CH | ZUESTA | cli | cli_overrides | HP_NOMINAL_POWER_W | 8600
2026-07-31 12:42:32 UTC | hp02_01_CH_ZUESTA | hp02 | 01_CH | ZUESTA | cli | cli_overrides | HP_SHARE_OF_IDEAL | 0.8
2026-07-31 12:42:32 UTC | hp02_01_CH_ZUESTA | hp02 | 01_CH | ZUESTA | internal_loads | SIA2024Occupancy | conditioned_floor_area_in_m2 | 223
2026-07-31 12:42:32 UTC | hp02_01_CH_ZUESTA | hp02 | 01_CH | ZUESTA | internal_loads | SIA2024Occupancy | appliances_load_w_per_m2 | 1
2026-07-31 12:42:32 UTC | hp02_01_CH_ZUESTA | hp02 | 01_CH | ZUESTA | internal_loads | SIA2024Occupancy | lighting_load_w_per_m2 | 3
2026-07-31 12:42:32 UTC | hp02_01_CH_ZUESTA | hp02 | 01_CH | ZUESTA | internal_loads | SIA2024Occupancy | lighting_annual_full_load_hours | 846
2026-07-31 12:42:32 UTC | hp02_01_CH_ZUESTA | hp02 | 01_CH | ZUESTA | internal_loads | SIA2024Occupancy | appliances_yearly_utilization_per_month | 0.7995
2026-07-31 12:42:32 UTC | hp02_01_CH_ZUESTA | hp02 | 01_CH | ZUESTA | weather | Weather | source_path | C:\Users\het\HiSim\hisim\inputs\weather\custom_csv\Zurich\NABZUE_2060_RCP85_DRY.csv
2026-07-31 12:42:32 UTC | hp02_01_CH_ZUESTA | hp02 | 01_CH | ZUESTA | weather | Weather | location | Zurich
2026-07-31 12:42:32 UTC | hp02_01_CH_ZUESTA | hp02 | 01_CH | ZUESTA | weather | Weather | name | Weather
2026-07-31 12:42:32 UTC | hp02_01_CH_ZUESTA | hp02 | 01_CH | ZUESTA | component | ElectricityMeter | building_name | BUI1
2026-07-31 12:42:32 UTC | hp02_01_CH_ZUESTA | hp02 | 01_CH | ZUESTA | component | ElectricityMeter | name | ElectricityMeter
2026-07-31 12:42:32 UTC | hp02_01_CH_ZUESTA | hp02 | 01_CH | ZUESTA | building | Building | building_name | 0_1918
2026-07-31 12:42:32 UTC | hp02_01_CH_ZUESTA | hp02 | 01_CH | ZUESTA | building | Building | building_code | AT.N.SFH.01.Gen.ReEx.001.002
2026-07-31 12:42:32 UTC | hp02_01_CH_ZUESTA | hp02 | 01_CH | ZUESTA | building | Building | building_heat_capacity_class | heavy
2026-07-31 12:42:32 UTC | hp02_01_CH_ZUESTA | hp02 | 01_CH | ZUESTA | building | Building | absolute_conditioned_floor_area_in_m2 | 223
2026-07-31 12:42:32 UTC | hp02_01_CH_ZUESTA | hp02 | 01_CH | ZUESTA | building | Building | heating_reference_temperature_in_celsius | -8
2026-07-31 12:42:32 UTC | hp02_01_CH_ZUESTA | hp02 | 01_CH | ZUESTA | building | Building | floor_u_value_in_watt_per_m2_per_kelvin | 0.9
2026-07-31 12:42:32 UTC | hp02_01_CH_ZUESTA | hp02 | 01_CH | ZUESTA | building | Building | floor_area_in_m2 | 95.9
2026-07-31 12:42:32 UTC | hp02_01_CH_ZUESTA | hp02 | 01_CH | ZUESTA | building | Building | facade_u_value_in_watt_per_m2_per_kelvin | 0.81
2026-07-31 12:42:32 UTC | hp02_01_CH_ZUESTA | hp02 | 01_CH | ZUESTA | building | Building | facade_area_in_m2 | 173.6
2026-07-31 12:42:32 UTC | hp02_01_CH_ZUESTA | hp02 | 01_CH | ZUESTA | building | Building | roof_u_value_in_watt_per_m2_per_kelvin | 0.46
2026-07-31 12:42:32 UTC | hp02_01_CH_ZUESTA | hp02 | 01_CH | ZUESTA | building | Building | roof_area_in_m2 | 108.7
2026-07-31 12:42:32 UTC | hp02_01_CH_ZUESTA | hp02 | 01_CH | ZUESTA | building | Building | window_u_value_in_watt_per_m2_per_kelvin | 2
2026-07-31 12:42:32 UTC | hp02_01_CH_ZUESTA | hp02 | 01_CH | ZUESTA | building | Building | window_area_in_m2 | 33.1
2026-07-31 12:42:32 UTC | hp02_01_CH_ZUESTA | hp02 | 01_CH | ZUESTA | building | Building | door_u_value_in_watt_per_m2_per_kelvin
2026-07-31 12:42:32 UTC | hp02_01_CH_ZUESTA | hp02 | 01_CH | ZUESTA | building | Building | door_area_in_m2
2026-07-31 12:42:32 UTC | hp02_01_CH_ZUESTA | hp02 | 01_CH | ZUESTA | building | Building | set_heating_temperature_in_celsius | 20.5
2026-07-31 12:42:32 UTC | hp02_01_CH_ZUESTA | hp02 | 01_CH | ZUESTA | building | Building | set_cooling_temperature_in_celsius | 25
2026-07-31 12:42:32 UTC | hp02_01_CH_ZUESTA | hp02 | 01_CH | ZUESTA | building | Building | natural_ventilation_m3_per_h_per_person | 29
2026-07-31 12:42:32 UTC | hp02_01_CH_ZUESTA | hp02 | 01_CH | ZUESTA | building | Building | sia_natural_ventilation_m3_per_h_per_m2 | 0.6
2026-07-31 12:42:32 UTC | hp02_01_CH_ZUESTA | hp02 | 01_CH | ZUESTA | building | Building | swiss_infiltration_rate_per_h | 0.3
2026-07-31 12:42:32 UTC | hp02_01_CH_ZUESTA | hp02 | 01_CH | ZUESTA | building | Building | heating_demand_mode | iso13790
2026-07-31 12:42:32 UTC | hp02_01_CH_ZUESTA | hp02 | 01_CH | ZUESTA | building | Building | operative_heating_proportional_band_in_celsius | 1
2026-07-31 12:42:32 UTC | hp02_01_CH_ZUESTA | hp02 | 01_CH | ZUESTA | building | Building | operative_heating_proportional_gain | 1
2026-07-31 12:42:32 UTC | hp02_01_CH_ZUESTA | hp02 | 01_CH | ZUESTA | building | Building | control_comfort_lower_bound_shift_in_celsius
2026-07-31 12:42:32 UTC | hp02_01_CH_ZUESTA | hp02 | 01_CH | ZUESTA | building | Building | comfort_aware_seasonal_heating_gate | true
2026-07-31 12:42:32 UTC | hp02_01_CH_ZUESTA | hp02 | 01_CH | ZUESTA | component | StrictComfortDemandController | building_name | BUI1
2026-07-31 12:42:32 UTC | hp02_01_CH_ZUESTA | hp02 | 01_CH | ZUESTA | component | StrictComfortDemandController | name | StrictComfortDemandController
2026-07-31 12:42:32 UTC | hp02_01_CH_ZUESTA | hp02 | 01_CH | ZUESTA | component | StrictComfortDemandController | temperature_air_heating_in_celsius | 20.5
2026-07-31 12:42:32 UTC | hp02_01_CH_ZUESTA | hp02 | 01_CH | ZUESTA | component | StrictComfortDemandController | temperature_air_cooling_in_celsius | 24
2026-07-31 12:42:32 UTC | hp02_01_CH_ZUESTA | hp02 | 01_CH | ZUESTA | component | StrictComfortDemandController | offset | 0.5
2026-07-31 12:42:32 UTC | hp02_01_CH_ZUESTA | hp02 | 01_CH | ZUESTA | component | StrictComfortDemandController | mode | 2
2026-07-31 12:42:32 UTC | hp02_01_CH_ZUESTA | hp02 | 01_CH | ZUESTA | component | StrictComfortDemandController | use_adaptive_comfort_band | true
2026-07-31 12:42:32 UTC | hp02_01_CH_ZUESTA | hp02 | 01_CH | ZUESTA | component | StrictComfortDemandController | control_strategy | strict_comfort_band_v1
2026-07-31 12:42:32 UTC | hp02_01_CH_ZUESTA | hp02 | 01_CH | ZUESTA | component | StrictComfortDemandController | comfort_band_inner_offset_in_celsius | 0.5
2026-07-31 12:42:32 UTC | hp02_01_CH_ZUESTA | hp02 | 01_CH | ZUESTA | component | StrictComfortDemandController | comfort_band_inner_offset_lower_in_celsius | 1
2026-07-31 12:42:32 UTC | hp02_01_CH_ZUESTA | hp02 | 01_CH | ZUESTA | component | StrictComfortDemandController | comfort_band_inner_offset_upper_in_celsius | 0.5
2026-07-31 12:42:32 UTC | hp02_01_CH_ZUESTA | hp02 | 01_CH | ZUESTA | component | StrictComfortDemandController | heating_disabled_above_running_mean_outdoor_temperature_in_celsius | 18
2026-07-31 12:42:32 UTC | hp02_01_CH_ZUESTA | hp02 | 01_CH | ZUESTA | component | StrictComfortDemandController | cooling_enabled_above_running_mean_outdoor_temperature_in_celsius | 22
2026-07-31 12:42:32 UTC | hp02_01_CH_ZUESTA | hp02 | 01_CH | ZUESTA | component | ComfortBandHeatingDemand | building_name | BUI1
2026-07-31 12:42:32 UTC | hp02_01_CH_ZUESTA | hp02 | 01_CH | ZUESTA | component | ComfortBandHeatingDemand | name | ComfortBandHeatingDemand
2026-07-31 12:42:32 UTC | hp02_01_CH_ZUESTA | hp02 | 01_CH | ZUESTA | component | ComfortBandHeatingDemand | max_heating_power_in_watt | 12075
2026-07-31 12:42:32 UTC | hp02_01_CH_ZUESTA | hp02 | 01_CH | ZUESTA | component | ComfortBandHeatingDemand | proportional_gain_in_watt_per_kelvin | 24150
2026-07-31 12:42:32 UTC | hp02_01_CH_ZUESTA | hp02 | 01_CH | ZUESTA | component | StrictComfortSetpointModifier | building_name | BUI1
2026-07-31 12:42:32 UTC | hp02_01_CH_ZUESTA | hp02 | 01_CH | ZUESTA | component | StrictComfortSetpointModifier | name | StrictComfortSetpointModifier
2026-07-31 12:42:32 UTC | hp02_01_CH_ZUESTA | hp02 | 01_CH | ZUESTA | component | StrictComfortSetpointModifier | base_heating_setpoint_in_celsius | 20.5
2026-07-31 12:42:32 UTC | hp02_01_CH_ZUESTA | hp02 | 01_CH | ZUESTA | component | StrictComfortSetpointModifier | recovery_gain | 5
2026-07-31 12:42:32 UTC | hp02_01_CH_ZUESTA | hp02 | 01_CH | ZUESTA | component | StrictComfortSetpointModifier | max_recovery_boost_in_celsius | 5
2026-07-31 12:42:32 UTC | hp02_01_CH_ZUESTA | hp02 | 01_CH | ZUESTA | component | StrictComfortSetpointModifier | clamp_min_modifier_in_celsius
2026-07-31 12:42:32 UTC | hp02_01_CH_ZUESTA | hp02 | 01_CH | ZUESTA | component | StrictComfortSetpointModifier | clamp_max_modifier_in_celsius | 15
2026-07-31 12:42:32 UTC | hp02_01_CH_ZUESTA | hp02 | 01_CH | ZUESTA | component | TotalThermalBuildingDemand | building_name | BUI1
2026-07-31 12:42:32 UTC | hp02_01_CH_ZUESTA | hp02 | 01_CH | ZUESTA | component | TotalThermalBuildingDemand | name | TotalThermalBuildingDemand
2026-07-31 12:42:32 UTC | hp02_01_CH_ZUESTA | hp02 | 01_CH | ZUESTA | component | TotalThermalBuildingDemand | loadtype | LoadTypes.ANY
2026-07-31 12:42:32 UTC | hp02_01_CH_ZUESTA | hp02 | 01_CH | ZUESTA | component | TotalThermalBuildingDemand | unit | Units.WATT
2026-07-31 12:42:32 UTC | hp02_01_CH_ZUESTA | hp02 | 01_CH | ZUESTA | component | HeatDistributionController | building_name | BUI1
2026-07-31 12:42:32 UTC | hp02_01_CH_ZUESTA | hp02 | 01_CH | ZUESTA | component | HeatDistributionController | name | HeatDistributionController
2026-07-31 12:42:32 UTC | hp02_01_CH_ZUESTA | hp02 | 01_CH | ZUESTA | component | HeatDistributionController | heating_system | HeatDistributionSystemType.FLOORHEATING
2026-07-31 12:42:32 UTC | hp02_01_CH_ZUESTA | hp02 | 01_CH | ZUESTA | component | HeatDistributionController | set_heating_threshold_outside_temperature_in_celsius | 16
2026-07-31 12:42:32 UTC | hp02_01_CH_ZUESTA | hp02 | 01_CH | ZUESTA | component | HeatDistributionController | heating_reference_temperature_in_celsius | -8
2026-07-31 12:42:32 UTC | hp02_01_CH_ZUESTA | hp02 | 01_CH | ZUESTA | component | HeatDistributionController | set_heating_temperature_for_building_in_celsius | 20.5
2026-07-31 12:42:32 UTC | hp02_01_CH_ZUESTA | hp02 | 01_CH | ZUESTA | component | HeatDistributionController | set_cooling_temperature_for_building_in_celsius | 25
2026-07-31 12:42:32 UTC | hp02_01_CH_ZUESTA | hp02 | 01_CH | ZUESTA | component | HeatDistributionController | heating_load_of_building_in_watt | 12075
2026-07-31 12:42:32 UTC | hp02_01_CH_ZUESTA | hp02 | 01_CH | ZUESTA | heat_distribution | HeatDistributionSystem | absolute_conditioned_floor_area_in_m2 | 223
2026-07-31 12:42:32 UTC | hp02_01_CH_ZUESTA | hp02 | 01_CH | ZUESTA | thermal_storage | SimpleHotWaterStorage | volume_heating_water_storage_in_liter | 603.8
2026-07-31 12:42:32 UTC | hp02_01_CH_ZUESTA | hp02 | 01_CH | ZUESTA | component | BufferRemainingCapacity60C | building_name | BUI1
2026-07-31 12:42:32 UTC | hp02_01_CH_ZUESTA | hp02 | 01_CH | ZUESTA | component | BufferRemainingCapacity60C | name | BufferRemainingCapacity60C
2026-07-31 12:42:32 UTC | hp02_01_CH_ZUESTA | hp02 | 01_CH | ZUESTA | component | BufferRemainingCapacity60C | volume_heating_water_storage_in_liter | 603.8
2026-07-31 12:42:32 UTC | hp02_01_CH_ZUESTA | hp02 | 01_CH | ZUESTA | component | BufferRemainingCapacity60C | max_temperature_in_celsius | 6
2026-07-31 12:42:32 UTC | hp02_01_CH_ZUESTA | hp02 | 01_CH | ZUESTA | component | BufferRemainingCapacity60C | water_density_kg_per_liter | 0.992
2026-07-31 12:42:32 UTC | hp02_01_CH_ZUESTA | hp02 | 01_CH | ZUESTA | component | BufferRemainingCapacity60C | water_specific_heat_capacity_j_per_kg_per_k | 4180
2026-07-31 12:42:32 UTC | hp02_01_CH_ZUESTA | hp02 | 01_CH | ZUESTA | component | HeatPumpControllerSH | building_name | BUI1
2026-07-31 12:42:32 UTC | hp02_01_CH_ZUESTA | hp02 | 01_CH | ZUESTA | component | HeatPumpControllerSH | name | HeatPumpControllerSH
2026-07-31 12:42:32 UTC | hp02_01_CH_ZUESTA | hp02 | 01_CH | ZUESTA | component | HeatPumpControllerSH | mode | 2
2026-07-31 12:42:32 UTC | hp02_01_CH_ZUESTA | hp02 | 01_CH | ZUESTA | component | HeatPumpControllerSH | set_heating_threshold_outside_temperature_in_celsius | 16
2026-07-31 12:42:32 UTC | hp02_01_CH_ZUESTA | hp02 | 01_CH | ZUESTA | component | HeatPumpControllerSH | set_cooling_threshold_outside_temperature_in_celsius | 22
2026-07-31 12:42:32 UTC | hp02_01_CH_ZUESTA | hp02 | 01_CH | ZUESTA | component | HeatPumpControllerSH | upper_temperature_offset_for_state_conditions_in_celsius | 1
2026-07-31 12:42:32 UTC | hp02_01_CH_ZUESTA | hp02 | 01_CH | ZUESTA | component | HeatPumpControllerSH | lower_temperature_offset_for_state_conditions_in_celsius | 1
2026-07-31 12:42:32 UTC | hp02_01_CH_ZUESTA | hp02 | 01_CH | ZUESTA | component | HeatPumpControllerSH | heat_distribution_system_type | HeatDistributionSystemType.FLOORHEATING
2026-07-31 12:42:32 UTC | hp02_01_CH_ZUESTA | hp02 | 01_CH | ZUESTA | component | HeatPumpControllerDHW | building_name | BUI1
2026-07-31 12:42:32 UTC | hp02_01_CH_ZUESTA | hp02 | 01_CH | ZUESTA | component | HeatPumpControllerDHW | name | HeatPumpControllerDHW
2026-07-31 12:42:32 UTC | hp02_01_CH_ZUESTA | hp02 | 01_CH | ZUESTA | component | HeatPumpControllerDHW | t_min_dhw_storage_in_celsius | 4
2026-07-31 12:42:32 UTC | hp02_01_CH_ZUESTA | hp02 | 01_CH | ZUESTA | component | HeatPumpControllerDHW | t_max_dhw_storage_in_celsius | 6
2026-07-31 12:42:32 UTC | hp02_01_CH_ZUESTA | hp02 | 01_CH | ZUESTA | component | HeatPumpControllerDHW | thermalpower_dhw_is_constant | false
2026-07-31 12:42:32 UTC | hp02_01_CH_ZUESTA | hp02 | 01_CH | ZUESTA | component | HeatPumpControllerDHW | p_th_max_dhw_in_watt | 5000
2026-07-31 12:42:32 UTC | hp02_01_CH_ZUESTA | hp02 | 01_CH | ZUESTA | heat_generator | HeatPumpHPLib | set_thermal_output_power_in_watt | 8600
2026-07-31 12:42:32 UTC | hp02_01_CH_ZUESTA | hp02 | 01_CH | ZUESTA | heat_generator | HeatPumpHPLib | flow_temperature_in_celsius | 35
2026-07-31 12:42:32 UTC | hp02_01_CH_ZUESTA | hp02 | 01_CH | ZUESTA | heat_generator | HeatPumpHPLib | heating_reference_temperature_in_celsius | -7
2026-07-31 12:42:32 UTC | hp02_01_CH_ZUESTA | hp02 | 01_CH | ZUESTA | heat_generator | HeatPumpHPLib | with_domestic_hot_water_preparation | true
2026-07-31 12:42:32 UTC | hp02_01_CH_ZUESTA | hp02 | 01_CH | ZUESTA | heat_generator | HeatPumpHPLib | minimum_running_time_in_seconds | 14400
2026-07-31 12:42:32 UTC | hp02_01_CH_ZUESTA | hp02 | 01_CH | ZUESTA | heat_generator | HeatPumpHPLib | minimum_idle_time_in_seconds | 900
2026-07-31 12:42:32 UTC | hp02_01_CH_ZUESTA | hp02 | 01_CH | ZUESTA | heat_generator | HeatPumpHPLib | group_id | 1
2026-07-31 12:42:32 UTC | hp02_01_CH_ZUESTA | hp02 | 01_CH | ZUESTA | component | HeatGeneratorTotalThermalPower | building_name | BUI1
2026-07-31 12:42:32 UTC | hp02_01_CH_ZUESTA | hp02 | 01_CH | ZUESTA | component | HeatGeneratorTotalThermalPower | name | HeatGeneratorTotalThermalPower
2026-07-31 12:42:32 UTC | hp02_01_CH_ZUESTA | hp02 | 01_CH | ZUESTA | component | HeatGeneratorTotalThermalPower | loadtype | LoadTypes.ANY
2026-07-31 12:42:32 UTC | hp02_01_CH_ZUESTA | hp02 | 01_CH | ZUESTA | component | HeatGeneratorTotalThermalPower | unit | Units.WATT
2026-07-31 12:42:32 UTC | hp02_01_CH_ZUESTA | hp02 | 01_CH | ZUESTA | component | HeatGeneratorPlantDhwThermalPower | building_name | BUI1
2026-07-31 12:42:32 UTC | hp02_01_CH_ZUESTA | hp02 | 01_CH | ZUESTA | component | HeatGeneratorPlantDhwThermalPower | name | HeatGeneratorPlantDhwThermalPower
2026-07-31 12:42:32 UTC | hp02_01_CH_ZUESTA | hp02 | 01_CH | ZUESTA | component | HeatGeneratorPlantDhwThermalPower | loadtype | LoadTypes.ANY
2026-07-31 12:42:32 UTC | hp02_01_CH_ZUESTA | hp02 | 01_CH | ZUESTA | component | HeatGeneratorPlantDhwThermalPower | unit | Units.WATT
2026-07-31 12:42:32 UTC | hp02_01_CH_ZUESTA | hp02 | 01_CH | ZUESTA | component | SolarDhwThermalPower | building_name | BUI1
2026-07-31 12:42:32 UTC | hp02_01_CH_ZUESTA | hp02 | 01_CH | ZUESTA | component | SolarDhwThermalPower | name | SolarDhwThermalPower
2026-07-31 12:42:32 UTC | hp02_01_CH_ZUESTA | hp02 | 01_CH | ZUESTA | component | SolarDhwThermalPower | value_watt
2026-07-31 12:42:32 UTC | hp02_01_CH_ZUESTA | hp02 | 01_CH | ZUESTA | component | SolarDhwThermalPower | loadtype | LoadTypes.ANY
2026-07-31 12:42:32 UTC | hp02_01_CH_ZUESTA | hp02 | 01_CH | ZUESTA | component | SolarDhwThermalPower | unit | Units.WATT
2026-07-31 12:42:32 UTC | hp02_01_CH_ZUESTA | hp02 | 01_CH | ZUESTA | component | FlexibilityPotential | building_name | BUI1
2026-07-31 12:42:32 UTC | hp02_01_CH_ZUESTA | hp02 | 01_CH | ZUESTA | component | FlexibilityPotential | name | FlexibilityPotential
2026-07-31 12:42:32 UTC | hp02_01_CH_ZUESTA | hp02 | 01_CH | ZUESTA | component | FlexibilityPotential | fallback_heating_cop | 1
2026-07-31 12:42:32 UTC | hp02_01_CH_ZUESTA | hp02 | 01_CH | ZUESTA | component | FlexibilityPotential | fallback_cooling_eer
2026-07-31 12:42:32 UTC | hp02_02_CH_ZUESTA | hp02 | 02_CH | ZUESTA | simulation | SimulationParameters | year | 2050
2026-07-31 12:42:32 UTC | hp02_02_CH_ZUESTA | hp02 | 02_CH | ZUESTA | simulation | SimulationParameters | seconds_per_timestep | 9 | s
2026-07-31 12:42:32 UTC | hp02_02_CH_ZUESTA | hp02 | 02_CH | ZUESTA | simulation | SimulationParameters | country | CH
2026-07-31 12:42:32 UTC | hp02_02_CH_ZUESTA | hp02 | 02_CH | ZUESTA | cli | cli_overrides | ARCH | 02_CH
2026-07-31 12:42:32 UTC | hp02_02_CH_ZUESTA | hp02 | 02_CH | ZUESTA | cli | cli_overrides | WEATHER | ZUESTA
2026-07-31 12:42:32 UTC | hp02_02_CH_ZUESTA | hp02 | 02_CH | ZUESTA | cli | cli_overrides | TIME_HORIZON | future
2026-07-31 12:42:32 UTC | hp02_02_CH_ZUESTA | hp02 | 02_CH | ZUESTA | cli | cli_overrides | SCENARIO | none
2026-07-31 12:42:32 UTC | hp02_02_CH_ZUESTA | hp02 | 02_CH | ZUESTA | cli | cli_overrides | OCC | SIA2024
2026-07-31 12:42:32 UTC | hp02_02_CH_ZUESTA | hp02 | 02_CH | ZUESTA | cli | cli_overrides | HEATGEN_SIZING | IDEAL_LOOKUP
2026-07-31 12:42:32 UTC | hp02_02_CH_ZUESTA | hp02 | 02_CH | ZUESTA | cli | cli_overrides | HP_MODEL | Viessmann Werke GmbH & Co KG / Vitocal 250-A Compact AWMOF-251.A1.19-400-V001/V002
2026-07-31 12:42:32 UTC | hp02_02_CH_ZUESTA | hp02 | 02_CH | ZUESTA | cli | cli_overrides | HP_NOMINAL_POWER_W | 8600
2026-07-31 12:42:32 UTC | hp02_02_CH_ZUESTA | hp02 | 02_CH | ZUESTA | cli | cli_overrides | HP_SHARE_OF_IDEAL | 0.8
2026-07-31 12:42:32 UTC | hp02_02_CH_ZUESTA | hp02 | 02_CH | ZUESTA | internal_loads | SIA2024Occupancy | conditioned_floor_area_in_m2 | 195
2026-07-31 12:42:32 UTC | hp02_02_CH_ZUESTA | hp02 | 02_CH | ZUESTA | internal_loads | SIA2024Occupancy | appliances_load_w_per_m2 | 1
2026-07-31 12:42:32 UTC | hp02_02_CH_ZUESTA | hp02 | 02_CH | ZUESTA | internal_loads | SIA2024Occupancy | lighting_load_w_per_m2 | 3
2026-07-31 12:42:32 UTC | hp02_02_CH_ZUESTA | hp02 | 02_CH | ZUESTA | internal_loads | SIA2024Occupancy | lighting_annual_full_load_hours | 846
2026-07-31 12:42:32 UTC | hp02_02_CH_ZUESTA | hp02 | 02_CH | ZUESTA | internal_loads | SIA2024Occupancy | appliances_yearly_utilization_per_month | 0.7995
2026-07-31 12:42:32 UTC | hp02_02_CH_ZUESTA | hp02 | 02_CH | ZUESTA | weather | Weather | source_path | C:\Users\het\HiSim\hisim\inputs\weather\custom_csv\Zurich\NABZUE_2060_RCP85_DRY.csv
2026-07-31 12:42:32 UTC | hp02_02_CH_ZUESTA | hp02 | 02_CH | ZUESTA | weather | Weather | location | Zurich
2026-07-31 12:42:32 UTC | hp02_02_CH_ZUESTA | hp02 | 02_CH | ZUESTA | weather | Weather | name | Weather
2026-07-31 12:42:32 UTC | hp02_02_CH_ZUESTA | hp02 | 02_CH | ZUESTA | component | ElectricityMeter | building_name | BUI1
2026-07-31 12:42:32 UTC | hp02_02_CH_ZUESTA | hp02 | 02_CH | ZUESTA | component | ElectricityMeter | name | ElectricityMeter
2026-07-31 12:42:32 UTC | hp02_02_CH_ZUESTA | hp02 | 02_CH | ZUESTA | building | Building | building_name | 1919_1945
2026-07-31 12:42:32 UTC | hp02_02_CH_ZUESTA | hp02 | 02_CH | ZUESTA | building | Building | building_code | AT.N.SFH.02.Gen.ReEx.001.002
2026-07-31 12:42:32 UTC | hp02_02_CH_ZUESTA | hp02 | 02_CH | ZUESTA | building | Building | building_heat_capacity_class | medium
2026-07-31 12:42:32 UTC | hp02_02_CH_ZUESTA | hp02 | 02_CH | ZUESTA | building | Building | absolute_conditioned_floor_area_in_m2 | 195
2026-07-31 12:42:32 UTC | hp02_02_CH_ZUESTA | hp02 | 02_CH | ZUESTA | building | Building | heating_reference_temperature_in_celsius | -8
2026-07-31 12:42:32 UTC | hp02_02_CH_ZUESTA | hp02 | 02_CH | ZUESTA | building | Building | floor_u_value_in_watt_per_m2_per_kelvin | 0.9
2026-07-31 12:42:32 UTC | hp02_02_CH_ZUESTA | hp02 | 02_CH | ZUESTA | building | Building | floor_area_in_m2 | 81.5
2026-07-31 12:42:32 UTC | hp02_02_CH_ZUESTA | hp02 | 02_CH | ZUESTA | building | Building | facade_u_value_in_watt_per_m2_per_kelvin | 0.9
2026-07-31 12:42:32 UTC | hp02_02_CH_ZUESTA | hp02 | 02_CH | ZUESTA | building | Building | facade_area_in_m2 | 183.5
2026-07-31 12:42:32 UTC | hp02_02_CH_ZUESTA | hp02 | 02_CH | ZUESTA | building | Building | roof_u_value_in_watt_per_m2_per_kelvin | 0.44
2026-07-31 12:42:32 UTC | hp02_02_CH_ZUESTA | hp02 | 02_CH | ZUESTA | building | Building | roof_area_in_m2 | 96
2026-07-31 12:42:32 UTC | hp02_02_CH_ZUESTA | hp02 | 02_CH | ZUESTA | building | Building | window_u_value_in_watt_per_m2_per_kelvin | 1.8
2026-07-31 12:42:32 UTC | hp02_02_CH_ZUESTA | hp02 | 02_CH | ZUESTA | building | Building | window_area_in_m2 | 31.2
2026-07-31 12:42:32 UTC | hp02_02_CH_ZUESTA | hp02 | 02_CH | ZUESTA | building | Building | door_u_value_in_watt_per_m2_per_kelvin
2026-07-31 12:42:32 UTC | hp02_02_CH_ZUESTA | hp02 | 02_CH | ZUESTA | building | Building | door_area_in_m2
2026-07-31 12:42:32 UTC | hp02_02_CH_ZUESTA | hp02 | 02_CH | ZUESTA | building | Building | set_heating_temperature_in_celsius | 20.5
2026-07-31 12:42:32 UTC | hp02_02_CH_ZUESTA | hp02 | 02_CH | ZUESTA | building | Building | set_cooling_temperature_in_celsius | 25
2026-07-31 12:42:32 UTC | hp02_02_CH_ZUESTA | hp02 | 02_CH | ZUESTA | building | Building | natural_ventilation_m3_per_h_per_person | 29
2026-07-31 12:42:32 UTC | hp02_02_CH_ZUESTA | hp02 | 02_CH | ZUESTA | building | Building | sia_natural_ventilation_m3_per_h_per_m2 | 0.6
2026-07-31 12:42:32 UTC | hp02_02_CH_ZUESTA | hp02 | 02_CH | ZUESTA | building | Building | swiss_infiltration_rate_per_h | 0.3
2026-07-31 12:42:32 UTC | hp02_02_CH_ZUESTA | hp02 | 02_CH | ZUESTA | building | Building | heating_demand_mode | iso13790
2026-07-31 12:42:32 UTC | hp02_02_CH_ZUESTA | hp02 | 02_CH | ZUESTA | building | Building | operative_heating_proportional_band_in_celsius | 1
2026-07-31 12:42:32 UTC | hp02_02_CH_ZUESTA | hp02 | 02_CH | ZUESTA | building | Building | operative_heating_proportional_gain | 1
2026-07-31 12:42:32 UTC | hp02_02_CH_ZUESTA | hp02 | 02_CH | ZUESTA | building | Building | control_comfort_lower_bound_shift_in_celsius
2026-07-31 12:42:32 UTC | hp02_02_CH_ZUESTA | hp02 | 02_CH | ZUESTA | building | Building | comfort_aware_seasonal_heating_gate | true
2026-07-31 12:42:32 UTC | hp02_02_CH_ZUESTA | hp02 | 02_CH | ZUESTA | component | StrictComfortDemandController | building_name | BUI1
2026-07-31 12:42:32 UTC | hp02_02_CH_ZUESTA | hp02 | 02_CH | ZUESTA | component | StrictComfortDemandController | name | StrictComfortDemandController
2026-07-31 12:42:32 UTC | hp02_02_CH_ZUESTA | hp02 | 02_CH | ZUESTA | component | StrictComfortDemandController | temperature_air_heating_in_celsius | 20.5
2026-07-31 12:42:32 UTC | hp02_02_CH_ZUESTA | hp02 | 02_CH | ZUESTA | component | StrictComfortDemandController | temperature_air_cooling_in_celsius | 24
2026-07-31 12:42:32 UTC | hp02_02_CH_ZUESTA | hp02 | 02_CH | ZUESTA | component | StrictComfortDemandController | offset | 0.5
2026-07-31 12:42:32 UTC | hp02_02_CH_ZUESTA | hp02 | 02_CH | ZUESTA | component | StrictComfortDemandController | mode | 2
2026-07-31 12:42:32 UTC | hp02_02_CH_ZUESTA | hp02 | 02_CH | ZUESTA | component | StrictComfortDemandController | use_adaptive_comfort_band | true
2026-07-31 12:42:32 UTC | hp02_02_CH_ZUESTA | hp02 | 02_CH | ZUESTA | component | StrictComfortDemandController | control_strategy | strict_comfort_band_v1
2026-07-31 12:42:32 UTC | hp02_02_CH_ZUESTA | hp02 | 02_CH | ZUESTA | component | StrictComfortDemandController | comfort_band_inner_offset_in_celsius | 0.5
2026-07-31 12:42:32 UTC | hp02_02_CH_ZUESTA | hp02 | 02_CH | ZUESTA | component | StrictComfortDemandController | comfort_band_inner_offset_lower_in_celsius | 1
2026-07-31 12:42:32 UTC | hp02_02_CH_ZUESTA | hp02 | 02_CH | ZUESTA | component | StrictComfortDemandController | comfort_band_inner_offset_upper_in_celsius | 0.5
2026-07-31 12:42:32 UTC | hp02_02_CH_ZUESTA | hp02 | 02_CH | ZUESTA | component | StrictComfortDemandController | heating_disabled_above_running_mean_outdoor_temperature_in_celsius | 18
2026-07-31 12:42:32 UTC | hp02_02_CH_ZUESTA | hp02 | 02_CH | ZUESTA | component | StrictComfortDemandController | cooling_enabled_above_running_mean_outdoor_temperature_in_celsius | 22
2026-07-31 12:42:32 UTC | hp02_02_CH_ZUESTA | hp02 | 02_CH | ZUESTA | component | ComfortBandHeatingDemand | building_name | BUI1
2026-07-31 12:42:32 UTC | hp02_02_CH_ZUESTA | hp02 | 02_CH | ZUESTA | component | ComfortBandHeatingDemand | name | ComfortBandHeatingDemand
2026-07-31 12:42:32 UTC | hp02_02_CH_ZUESTA | hp02 | 02_CH | ZUESTA | component | ComfortBandHeatingDemand | max_heating_power_in_watt | 11855.7
2026-07-31 12:42:32 UTC | hp02_02_CH_ZUESTA | hp02 | 02_CH | ZUESTA | component | ComfortBandHeatingDemand | proportional_gain_in_watt_per_kelvin | 23711.4
2026-07-31 12:42:32 UTC | hp02_02_CH_ZUESTA | hp02 | 02_CH | ZUESTA | component | StrictComfortSetpointModifier | building_name | BUI1
2026-07-31 12:42:32 UTC | hp02_02_CH_ZUESTA | hp02 | 02_CH | ZUESTA | component | StrictComfortSetpointModifier | name | StrictComfortSetpointModifier
2026-07-31 12:42:32 UTC | hp02_02_CH_ZUESTA | hp02 | 02_CH | ZUESTA | component | StrictComfortSetpointModifier | base_heating_setpoint_in_celsius | 20.5
2026-07-31 12:42:32 UTC | hp02_02_CH_ZUESTA | hp02 | 02_CH | ZUESTA | component | StrictComfortSetpointModifier | recovery_gain | 5
2026-07-31 12:42:32 UTC | hp02_02_CH_ZUESTA | hp02 | 02_CH | ZUESTA | component | StrictComfortSetpointModifier | max_recovery_boost_in_celsius | 5
2026-07-31 12:42:32 UTC | hp02_02_CH_ZUESTA | hp02 | 02_CH | ZUESTA | component | StrictComfortSetpointModifier | clamp_min_modifier_in_celsius
2026-07-31 12:42:32 UTC | hp02_02_CH_ZUESTA | hp02 | 02_CH | ZUESTA | component | StrictComfortSetpointModifier | clamp_max_modifier_in_celsius | 15
2026-07-31 12:42:32 UTC | hp02_02_CH_ZUESTA | hp02 | 02_CH | ZUESTA | component | TotalThermalBuildingDemand | building_name | BUI1
2026-07-31 12:42:32 UTC | hp02_02_CH_ZUESTA | hp02 | 02_CH | ZUESTA | component | TotalThermalBuildingDemand | name | TotalThermalBuildingDemand
2026-07-31 12:42:32 UTC | hp02_02_CH_ZUESTA | hp02 | 02_CH | ZUESTA | component | TotalThermalBuildingDemand | loadtype | LoadTypes.ANY
2026-07-31 12:42:32 UTC | hp02_02_CH_ZUESTA | hp02 | 02_CH | ZUESTA | component | TotalThermalBuildingDemand | unit | Units.WATT
2026-07-31 12:42:32 UTC | hp02_02_CH_ZUESTA | hp02 | 02_CH | ZUESTA | component | HeatDistributionController | building_name | BUI1
2026-07-31 12:42:32 UTC | hp02_02_CH_ZUESTA | hp02 | 02_CH | ZUESTA | component | HeatDistributionController | name | HeatDistributionController
2026-07-31 12:42:32 UTC | hp02_02_CH_ZUESTA | hp02 | 02_CH | ZUESTA | component | HeatDistributionController | heating_system | HeatDistributionSystemType.FLOORHEATING
2026-07-31 12:42:32 UTC | hp02_02_CH_ZUESTA | hp02 | 02_CH | ZUESTA | component | HeatDistributionController | set_heating_threshold_outside_temperature_in_celsius | 16
2026-07-31 12:42:32 UTC | hp02_02_CH_ZUESTA | hp02 | 02_CH | ZUESTA | component | HeatDistributionController | heating_reference_temperature_in_celsius | -8
2026-07-31 12:42:32 UTC | hp02_02_CH_ZUESTA | hp02 | 02_CH | ZUESTA | component | HeatDistributionController | set_heating_temperature_for_building_in_celsius | 20.5
2026-07-31 12:42:32 UTC | hp02_02_CH_ZUESTA | hp02 | 02_CH | ZUESTA | component | HeatDistributionController | set_cooling_temperature_for_building_in_celsius | 25
2026-07-31 12:42:32 UTC | hp02_02_CH_ZUESTA | hp02 | 02_CH | ZUESTA | component | HeatDistributionController | heating_load_of_building_in_watt | 11855.7
2026-07-31 12:42:32 UTC | hp02_02_CH_ZUESTA | hp02 | 02_CH | ZUESTA | heat_distribution | HeatDistributionSystem | absolute_conditioned_floor_area_in_m2 | 195
2026-07-31 12:42:32 UTC | hp02_02_CH_ZUESTA | hp02 | 02_CH | ZUESTA | thermal_storage | SimpleHotWaterStorage | volume_heating_water_storage_in_liter | 592.8
2026-07-31 12:42:32 UTC | hp02_02_CH_ZUESTA | hp02 | 02_CH | ZUESTA | component | BufferRemainingCapacity60C | building_name | BUI1
2026-07-31 12:42:32 UTC | hp02_02_CH_ZUESTA | hp02 | 02_CH | ZUESTA | component | BufferRemainingCapacity60C | name | BufferRemainingCapacity60C
2026-07-31 12:42:32 UTC | hp02_02_CH_ZUESTA | hp02 | 02_CH | ZUESTA | component | BufferRemainingCapacity60C | volume_heating_water_storage_in_liter | 592.8
2026-07-31 12:42:32 UTC | hp02_02_CH_ZUESTA | hp02 | 02_CH | ZUESTA | component | BufferRemainingCapacity60C | max_temperature_in_celsius | 6
2026-07-31 12:42:32 UTC | hp02_02_CH_ZUESTA | hp02 | 02_CH | ZUESTA | component | BufferRemainingCapacity60C | water_density_kg_per_liter | 0.992
2026-07-31 12:42:32 UTC | hp02_02_CH_ZUESTA | hp02 | 02_CH | ZUESTA | component | BufferRemainingCapacity60C | water_specific_heat_capacity_j_per_kg_per_k | 4180
2026-07-31 12:42:32 UTC | hp02_02_CH_ZUESTA | hp02 | 02_CH | ZUESTA | component | HeatPumpControllerSH | building_name | BUI1
2026-07-31 12:42:32 UTC | hp02_02_CH_ZUESTA | hp02 | 02_CH | ZUESTA | component | HeatPumpControllerSH | name | HeatPumpControllerSH
2026-07-31 12:42:32 UTC | hp02_02_CH_ZUESTA | hp02 | 02_CH | ZUESTA | component | HeatPumpControllerSH | mode | 2
2026-07-31 12:42:32 UTC | hp02_02_CH_ZUESTA | hp02 | 02_CH | ZUESTA | component | HeatPumpControllerSH | set_heating_threshold_outside_temperature_in_celsius | 16
2026-07-31 12:42:32 UTC | hp02_02_CH_ZUESTA | hp02 | 02_CH | ZUESTA | component | HeatPumpControllerSH | set_cooling_threshold_outside_temperature_in_celsius | 22
2026-07-31 12:42:32 UTC | hp02_02_CH_ZUESTA | hp02 | 02_CH | ZUESTA | component | HeatPumpControllerSH | upper_temperature_offset_for_state_conditions_in_celsius | 1
2026-07-31 12:42:32 UTC | hp02_02_CH_ZUESTA | hp02 | 02_CH | ZUESTA | component | HeatPumpControllerSH | lower_temperature_offset_for_state_conditions_in_celsius | 1
2026-07-31 12:42:32 UTC | hp02_02_CH_ZUESTA | hp02 | 02_CH | ZUESTA | component | HeatPumpControllerSH | heat_distribution_system_type | HeatDistributionSystemType.FLOORHEATING
2026-07-31 12:42:32 UTC | hp02_02_CH_ZUESTA | hp02 | 02_CH | ZUESTA | component | HeatPumpControllerDHW | building_name | BUI1
2026-07-31 12:42:32 UTC | hp02_02_CH_ZUESTA | hp02 | 02_CH | ZUESTA | component | HeatPumpControllerDHW | name | HeatPumpControllerDHW
2026-07-31 12:42:32 UTC | hp02_02_CH_ZUESTA | hp02 | 02_CH | ZUESTA | component | HeatPumpControllerDHW | t_min_dhw_storage_in_celsius | 4
2026-07-31 12:42:32 UTC | hp02_02_CH_ZUESTA | hp02 | 02_CH | ZUESTA | component | HeatPumpControllerDHW | t_max_dhw_storage_in_celsius | 6
2026-07-31 12:42:32 UTC | hp02_02_CH_ZUESTA | hp02 | 02_CH | ZUESTA | component | HeatPumpControllerDHW | thermalpower_dhw_is_constant | false
2026-07-31 12:42:32 UTC | hp02_02_CH_ZUESTA | hp02 | 02_CH | ZUESTA | component | HeatPumpControllerDHW | p_th_max_dhw_in_watt | 5000
2026-07-31 12:42:32 UTC | hp02_02_CH_ZUESTA | hp02 | 02_CH | ZUESTA | heat_generator | HeatPumpHPLib | set_thermal_output_power_in_watt | 8600
2026-07-31 12:42:32 UTC | hp02_02_CH_ZUESTA | hp02 | 02_CH | ZUESTA | heat_generator | HeatPumpHPLib | flow_temperature_in_celsius | 35
2026-07-31 12:42:32 UTC | hp02_02_CH_ZUESTA | hp02 | 02_CH | ZUESTA | heat_generator | HeatPumpHPLib | heating_reference_temperature_in_celsius | -7
2026-07-31 12:42:32 UTC | hp02_02_CH_ZUESTA | hp02 | 02_CH | ZUESTA | heat_generator | HeatPumpHPLib | with_domestic_hot_water_preparation | true
2026-07-31 12:42:32 UTC | hp02_02_CH_ZUESTA | hp02 | 02_CH | ZUESTA | heat_generator | HeatPumpHPLib | minimum_running_time_in_seconds | 14400
2026-07-31 12:42:32 UTC | hp02_02_CH_ZUESTA | hp02 | 02_CH | ZUESTA | heat_generator | HeatPumpHPLib | minimum_idle_time_in_seconds | 900
2026-07-31 12:42:32 UTC | hp02_02_CH_ZUESTA | hp02 | 02_CH | ZUESTA | heat_generator | HeatPumpHPLib | group_id | 1
2026-07-31 12:42:32 UTC | hp02_02_CH_ZUESTA | hp02 | 02_CH | ZUESTA | component | HeatGeneratorTotalThermalPower | building_name | BUI1
2026-07-31 12:42:32 UTC | hp02_02_CH_ZUESTA | hp02 | 02_CH | ZUESTA | component | HeatGeneratorTotalThermalPower | name | HeatGeneratorTotalThermalPower
2026-07-31 12:42:32 UTC | hp02_02_CH_ZUESTA | hp02 | 02_CH | ZUESTA | component | HeatGeneratorTotalThermalPower | loadtype | LoadTypes.ANY
2026-07-31 12:42:32 UTC | hp02_02_CH_ZUESTA | hp02 | 02_CH | ZUESTA | component | HeatGeneratorTotalThermalPower | unit | Units.WATT
2026-07-31 12:42:32 UTC | hp02_02_CH_ZUESTA | hp02 | 02_CH | ZUESTA | component | HeatGeneratorPlantDhwThermalPower | building_name | BUI1
2026-07-31 12:42:32 UTC | hp02_02_CH_ZUESTA | hp02 | 02_CH | ZUESTA | component | HeatGeneratorPlantDhwThermalPower | name | HeatGeneratorPlantDhwThermalPower
2026-07-31 12:42:32 UTC | hp02_02_CH_ZUESTA | hp02 | 02_CH | ZUESTA | component | HeatGeneratorPlantDhwThermalPower | loadtype | LoadTypes.ANY
2026-07-31 12:42:32 UTC | hp02_02_CH_ZUESTA | hp02 | 02_CH | ZUESTA | component | HeatGeneratorPlantDhwThermalPower | unit | Units.WATT
2026-07-31 12:42:32 UTC | hp02_02_CH_ZUESTA | hp02 | 02_CH | ZUESTA | component | SolarDhwThermalPower | building_name | BUI1
2026-07-31 12:42:32 UTC | hp02_02_CH_ZUESTA | hp02 | 02_CH | ZUESTA | component | SolarDhwThermalPower | name | SolarDhwThermalPower
2026-07-31 12:42:32 UTC | hp02_02_CH_ZUESTA | hp02 | 02_CH | ZUESTA | component | SolarDhwThermalPower | value_watt
2026-07-31 12:42:32 UTC | hp02_02_CH_ZUESTA | hp02 | 02_CH | ZUESTA | component | SolarDhwThermalPower | loadtype | LoadTypes.ANY
2026-07-31 12:42:32 UTC | hp02_02_CH_ZUESTA | hp02 | 02_CH | ZUESTA | component | SolarDhwThermalPower | unit | Units.WATT
2026-07-31 12:42:32 UTC | hp02_02_CH_ZUESTA | hp02 | 02_CH | ZUESTA | component | FlexibilityPotential | building_name | BUI1
2026-07-31 12:42:32 UTC | hp02_02_CH_ZUESTA | hp02 | 02_CH | ZUESTA | component | FlexibilityPotential | name | FlexibilityPotential
2026-07-31 12:42:32 UTC | hp02_02_CH_ZUESTA | hp02 | 02_CH | ZUESTA | component | FlexibilityPotential | fallback_heating_cop | 1
2026-07-31 12:42:32 UTC | hp02_02_CH_ZUESTA | hp02 | 02_CH | ZUESTA | component | FlexibilityPotential | fallback_cooling_eer
2026-07-31 12:42:32 UTC | hp02_03_CH_ZUESTA | hp02 | 03_CH | ZUESTA | simulation | SimulationParameters | year | 2050
2026-07-31 12:42:32 UTC | hp02_03_CH_ZUESTA | hp02 | 03_CH | ZUESTA | simulation | SimulationParameters | seconds_per_timestep | 9 | s
2026-07-31 12:42:32 UTC | hp02_03_CH_ZUESTA | hp02 | 03_CH | ZUESTA | simulation | SimulationParameters | country | CH
2026-07-31 12:42:32 UTC | hp02_03_CH_ZUESTA | hp02 | 03_CH | ZUESTA | cli | cli_overrides | ARCH | 03_CH
2026-07-31 12:42:32 UTC | hp02_03_CH_ZUESTA | hp02 | 03_CH | ZUESTA | cli | cli_overrides | WEATHER | ZUESTA
2026-07-31 12:42:32 UTC | hp02_03_CH_ZUESTA | hp02 | 03_CH | ZUESTA | cli | cli_overrides | TIME_HORIZON | future
2026-07-31 12:42:32 UTC | hp02_03_CH_ZUESTA | hp02 | 03_CH | ZUESTA | cli | cli_overrides | SCENARIO | none
2026-07-31 12:42:32 UTC | hp02_03_CH_ZUESTA | hp02 | 03_CH | ZUESTA | cli | cli_overrides | OCC | SIA2024
2026-07-31 12:42:32 UTC | hp02_03_CH_ZUESTA | hp02 | 03_CH | ZUESTA | cli | cli_overrides | HEATGEN_SIZING | IDEAL_LOOKUP
2026-07-31 12:42:32 UTC | hp02_03_CH_ZUESTA | hp02 | 03_CH | ZUESTA | cli | cli_overrides | HP_MODEL | Viessmann Werke GmbH & Co KG / Vitocal 300-A AWO-AC 301.B07
2026-07-31 12:42:32 UTC | hp02_03_CH_ZUESTA | hp02 | 03_CH | ZUESTA | cli | cli_overrides | HP_NOMINAL_POWER_W | 7420
2026-07-31 12:42:32 UTC | hp02_03_CH_ZUESTA | hp02 | 03_CH | ZUESTA | cli | cli_overrides | HP_SHARE_OF_IDEAL | 0.8
2026-07-31 12:42:32 UTC | hp02_03_CH_ZUESTA | hp02 | 03_CH | ZUESTA | internal_loads | SIA2024Occupancy | conditioned_floor_area_in_m2 | 18
2026-07-31 12:42:32 UTC | hp02_03_CH_ZUESTA | hp02 | 03_CH | ZUESTA | internal_loads | SIA2024Occupancy | appliances_load_w_per_m2 | 1
2026-07-31 12:42:32 UTC | hp02_03_CH_ZUESTA | hp02 | 03_CH | ZUESTA | internal_loads | SIA2024Occupancy | lighting_load_w_per_m2 | 3
2026-07-31 12:42:32 UTC | hp02_03_CH_ZUESTA | hp02 | 03_CH | ZUESTA | internal_loads | SIA2024Occupancy | lighting_annual_full_load_hours | 846
2026-07-31 12:42:32 UTC | hp02_03_CH_ZUESTA | hp02 | 03_CH | ZUESTA | internal_loads | SIA2024Occupancy | appliances_yearly_utilization_per_month | 0.7995
2026-07-31 12:42:32 UTC | hp02_03_CH_ZUESTA | hp02 | 03_CH | ZUESTA | weather | Weather | source_path | C:\Users\het\HiSim\hisim\inputs\weather\custom_csv\Zurich\NABZUE_2060_RCP85_DRY.csv
2026-07-31 12:42:32 UTC | hp02_03_CH_ZUESTA | hp02 | 03_CH | ZUESTA | weather | Weather | location | Zurich
2026-07-31 12:42:32 UTC | hp02_03_CH_ZUESTA | hp02 | 03_CH | ZUESTA | weather | Weather | name | Weather
2026-07-31 12:42:32 UTC | hp02_03_CH_ZUESTA | hp02 | 03_CH | ZUESTA | component | ElectricityMeter | building_name | BUI1
2026-07-31 12:42:32 UTC | hp02_03_CH_ZUESTA | hp02 | 03_CH | ZUESTA | component | ElectricityMeter | name | ElectricityMeter
2026-07-31 12:42:32 UTC | hp02_03_CH_ZUESTA | hp02 | 03_CH | ZUESTA | building | Building | building_name | 1946_1960
2026-07-31 12:42:32 UTC | hp02_03_CH_ZUESTA | hp02 | 03_CH | ZUESTA | building | Building | building_code | AT.N.SFH.03.Gen.ReEx.001.002
2026-07-31 12:42:32 UTC | hp02_03_CH_ZUESTA | hp02 | 03_CH | ZUESTA | building | Building | building_heat_capacity_class | medium
2026-07-31 12:42:32 UTC | hp02_03_CH_ZUESTA | hp02 | 03_CH | ZUESTA | building | Building | absolute_conditioned_floor_area_in_m2 | 180
2026-07-31 12:42:32 UTC | hp02_03_CH_ZUESTA | hp02 | 03_CH | ZUESTA | building | Building | heating_reference_temperature_in_celsius | -8
2026-07-31 12:42:32 UTC | hp02_03_CH_ZUESTA | hp02 | 03_CH | ZUESTA | building | Building | floor_u_value_in_watt_per_m2_per_kelvin | 0.98
2026-07-31 12:42:32 UTC | hp02_03_CH_ZUESTA | hp02 | 03_CH | ZUESTA | building | Building | floor_area_in_m2 | 86.1
2026-07-31 12:42:32 UTC | hp02_03_CH_ZUESTA | hp02 | 03_CH | ZUESTA | building | Building | facade_u_value_in_watt_per_m2_per_kelvin | 0.81
2026-07-31 12:42:32 UTC | hp02_03_CH_ZUESTA | hp02 | 03_CH | ZUESTA | building | Building | facade_area_in_m2 | 167.6
2026-07-31 12:42:32 UTC | hp02_03_CH_ZUESTA | hp02 | 03_CH | ZUESTA | building | Building | roof_u_value_in_watt_per_m2_per_kelvin | 0.44
2026-07-31 12:42:32 UTC | hp02_03_CH_ZUESTA | hp02 | 03_CH | ZUESTA | building | Building | roof_area_in_m2 | 95.44
2026-07-31 12:42:32 UTC | hp02_03_CH_ZUESTA | hp02 | 03_CH | ZUESTA | building | Building | window_u_value_in_watt_per_m2_per_kelvin | 1.6
2026-07-31 12:42:32 UTC | hp02_03_CH_ZUESTA | hp02 | 03_CH | ZUESTA | building | Building | window_area_in_m2 | 28.8
2026-07-31 12:42:32 UTC | hp02_03_CH_ZUESTA | hp02 | 03_CH | ZUESTA | building | Building | door_u_value_in_watt_per_m2_per_kelvin
2026-07-31 12:42:32 UTC | hp02_03_CH_ZUESTA | hp02 | 03_CH | ZUESTA | building | Building | door_area_in_m2
2026-07-31 12:42:32 UTC | hp02_03_CH_ZUESTA | hp02 | 03_CH | ZUESTA | building | Building | set_heating_temperature_in_celsius | 20.5
2026-07-31 12:42:32 UTC | hp02_03_CH_ZUESTA | hp02 | 03_CH | ZUESTA | building | Building | set_cooling_temperature_in_celsius | 25
2026-07-31 12:42:32 UTC | hp02_03_CH_ZUESTA | hp02 | 03_CH | ZUESTA | building | Building | natural_ventilation_m3_per_h_per_person | 29
2026-07-31 12:42:32 UTC | hp02_03_CH_ZUESTA | hp02 | 03_CH | ZUESTA | building | Building | sia_natural_ventilation_m3_per_h_per_m2 | 0.6
2026-07-31 12:42:32 UTC | hp02_03_CH_ZUESTA | hp02 | 03_CH | ZUESTA | building | Building | swiss_infiltration_rate_per_h | 0.3
2026-07-31 12:42:32 UTC | hp02_03_CH_ZUESTA | hp02 | 03_CH | ZUESTA | building | Building | heating_demand_mode | iso13790
2026-07-31 12:42:32 UTC | hp02_03_CH_ZUESTA | hp02 | 03_CH | ZUESTA | building | Building | operative_heating_proportional_band_in_celsius | 1
2026-07-31 12:42:32 UTC | hp02_03_CH_ZUESTA | hp02 | 03_CH | ZUESTA | building | Building | operative_heating_proportional_gain | 1
2026-07-31 12:42:32 UTC | hp02_03_CH_ZUESTA | hp02 | 03_CH | ZUESTA | building | Building | control_comfort_lower_bound_shift_in_celsius
2026-07-31 12:42:32 UTC | hp02_03_CH_ZUESTA | hp02 | 03_CH | ZUESTA | building | Building | comfort_aware_seasonal_heating_gate | true
2026-07-31 12:42:32 UTC | hp02_03_CH_ZUESTA | hp02 | 03_CH | ZUESTA | component | StrictComfortDemandController | building_name | BUI1
2026-07-31 12:42:32 UTC | hp02_03_CH_ZUESTA | hp02 | 03_CH | ZUESTA | component | StrictComfortDemandController | name | StrictComfortDemandController
2026-07-31 12:42:32 UTC | hp02_03_CH_ZUESTA | hp02 | 03_CH | ZUESTA | component | StrictComfortDemandController | temperature_air_heating_in_celsius | 20.5
2026-07-31 12:42:32 UTC | hp02_03_CH_ZUESTA | hp02 | 03_CH | ZUESTA | component | StrictComfortDemandController | temperature_air_cooling_in_celsius | 24
2026-07-31 12:42:32 UTC | hp02_03_CH_ZUESTA | hp02 | 03_CH | ZUESTA | component | StrictComfortDemandController | offset | 0.5
2026-07-31 12:42:32 UTC | hp02_03_CH_ZUESTA | hp02 | 03_CH | ZUESTA | component | StrictComfortDemandController | mode | 2
2026-07-31 12:42:32 UTC | hp02_03_CH_ZUESTA | hp02 | 03_CH | ZUESTA | component | StrictComfortDemandController | use_adaptive_comfort_band | true
2026-07-31 12:42:32 UTC | hp02_03_CH_ZUESTA | hp02 | 03_CH | ZUESTA | component | StrictComfortDemandController | control_strategy | strict_comfort_band_v1
2026-07-31 12:42:32 UTC | hp02_03_CH_ZUESTA | hp02 | 03_CH | ZUESTA | component | StrictComfortDemandController | comfort_band_inner_offset_in_celsius | 0.5
2026-07-31 12:42:32 UTC | hp02_03_CH_ZUESTA | hp02 | 03_CH | ZUESTA | component | StrictComfortDemandController | comfort_band_inner_offset_lower_in_celsius | 1
2026-07-31 12:42:32 UTC | hp02_03_CH_ZUESTA | hp02 | 03_CH | ZUESTA | component | StrictComfortDemandController | comfort_band_inner_offset_upper_in_celsius | 0.5
2026-07-31 12:42:32 UTC | hp02_03_CH_ZUESTA | hp02 | 03_CH | ZUESTA | component | StrictComfortDemandController | heating_disabled_above_running_mean_outdoor_temperature_in_celsius | 18
2026-07-31 12:42:32 UTC | hp02_03_CH_ZUESTA | hp02 | 03_CH | ZUESTA | component | StrictComfortDemandController | cooling_enabled_above_running_mean_outdoor_temperature_in_celsius | 22
2026-07-31 12:42:32 UTC | hp02_03_CH_ZUESTA | hp02 | 03_CH | ZUESTA | component | ComfortBandHeatingDemand | building_name | BUI1
2026-07-31 12:42:32 UTC | hp02_03_CH_ZUESTA | hp02 | 03_CH | ZUESTA | component | ComfortBandHeatingDemand | name | ComfortBandHeatingDemand
2026-07-31 12:42:32 UTC | hp02_03_CH_ZUESTA | hp02 | 03_CH | ZUESTA | component | ComfortBandHeatingDemand | max_heating_power_in_watt | 10601.2
2026-07-31 12:42:32 UTC | hp02_03_CH_ZUESTA | hp02 | 03_CH | ZUESTA | component | ComfortBandHeatingDemand | proportional_gain_in_watt_per_kelvin | 21202.5
2026-07-31 12:42:32 UTC | hp02_03_CH_ZUESTA | hp02 | 03_CH | ZUESTA | component | StrictComfortSetpointModifier | building_name | BUI1
2026-07-31 12:42:32 UTC | hp02_03_CH_ZUESTA | hp02 | 03_CH | ZUESTA | component | StrictComfortSetpointModifier | name | StrictComfortSetpointModifier
2026-07-31 12:42:32 UTC | hp02_03_CH_ZUESTA | hp02 | 03_CH | ZUESTA | component | StrictComfortSetpointModifier | base_heating_setpoint_in_celsius | 20.5
2026-07-31 12:42:32 UTC | hp02_03_CH_ZUESTA | hp02 | 03_CH | ZUESTA | component | StrictComfortSetpointModifier | recovery_gain | 5
2026-07-31 12:42:32 UTC | hp02_03_CH_ZUESTA | hp02 | 03_CH | ZUESTA | component | StrictComfortSetpointModifier | max_recovery_boost_in_celsius | 5
2026-07-31 12:42:32 UTC | hp02_03_CH_ZUESTA | hp02 | 03_CH | ZUESTA | component | StrictComfortSetpointModifier | clamp_min_modifier_in_celsius
2026-07-31 12:42:32 UTC | hp02_03_CH_ZUESTA | hp02 | 03_CH | ZUESTA | component | StrictComfortSetpointModifier | clamp_max_modifier_in_celsius | 15
2026-07-31 12:42:32 UTC | hp02_03_CH_ZUESTA | hp02 | 03_CH | ZUESTA | component | TotalThermalBuildingDemand | building_name | BUI1
2026-07-31 12:42:32 UTC | hp02_03_CH_ZUESTA | hp02 | 03_CH | ZUESTA | component | TotalThermalBuildingDemand | name | TotalThermalBuildingDemand
2026-07-31 12:42:32 UTC | hp02_03_CH_ZUESTA | hp02 | 03_CH | ZUESTA | component | TotalThermalBuildingDemand | loadtype | LoadTypes.ANY
2026-07-31 12:42:32 UTC | hp02_03_CH_ZUESTA | hp02 | 03_CH | ZUESTA | component | TotalThermalBuildingDemand | unit | Units.WATT
2026-07-31 12:42:32 UTC | hp02_03_CH_ZUESTA | hp02 | 03_CH | ZUESTA | component | HeatDistributionController | building_name | BUI1
2026-07-31 12:42:32 UTC | hp02_03_CH_ZUESTA | hp02 | 03_CH | ZUESTA | component | HeatDistributionController | name | HeatDistributionController
2026-07-31 12:42:32 UTC | hp02_03_CH_ZUESTA | hp02 | 03_CH | ZUESTA | component | HeatDistributionController | heating_system | HeatDistributionSystemType.FLOORHEATING
2026-07-31 12:42:32 UTC | hp02_03_CH_ZUESTA | hp02 | 03_CH | ZUESTA | component | HeatDistributionController | set_heating_threshold_outside_temperature_in_celsius | 16
2026-07-31 12:42:32 UTC | hp02_03_CH_ZUESTA | hp02 | 03_CH | ZUESTA | component | HeatDistributionController | heating_reference_temperature_in_celsius | -8
2026-07-31 12:42:32 UTC | hp02_03_CH_ZUESTA | hp02 | 03_CH | ZUESTA | component | HeatDistributionController | set_heating_temperature_for_building_in_celsius | 20.5
2026-07-31 12:42:32 UTC | hp02_03_CH_ZUESTA | hp02 | 03_CH | ZUESTA | component | HeatDistributionController | set_cooling_temperature_for_building_in_celsius | 25
2026-07-31 12:42:32 UTC | hp02_03_CH_ZUESTA | hp02 | 03_CH | ZUESTA | component | HeatDistributionController | heating_load_of_building_in_watt | 10601.2
2026-07-31 12:42:32 UTC | hp02_03_CH_ZUESTA | hp02 | 03_CH | ZUESTA | heat_distribution | HeatDistributionSystem | absolute_conditioned_floor_area_in_m2 | 18
2026-07-31 12:42:32 UTC | hp02_03_CH_ZUESTA | hp02 | 03_CH | ZUESTA | thermal_storage | SimpleHotWaterStorage | volume_heating_water_storage_in_liter | 530.1
2026-07-31 12:42:32 UTC | hp02_03_CH_ZUESTA | hp02 | 03_CH | ZUESTA | component | BufferRemainingCapacity60C | building_name | BUI1
2026-07-31 12:42:32 UTC | hp02_03_CH_ZUESTA | hp02 | 03_CH | ZUESTA | component | BufferRemainingCapacity60C | name | BufferRemainingCapacity60C
2026-07-31 12:42:32 UTC | hp02_03_CH_ZUESTA | hp02 | 03_CH | ZUESTA | component | BufferRemainingCapacity60C | volume_heating_water_storage_in_liter | 530.1
2026-07-31 12:42:32 UTC | hp02_03_CH_ZUESTA | hp02 | 03_CH | ZUESTA | component | BufferRemainingCapacity60C | max_temperature_in_celsius | 6
2026-07-31 12:42:32 UTC | hp02_03_CH_ZUESTA | hp02 | 03_CH | ZUESTA | component | BufferRemainingCapacity60C | water_density_kg_per_liter | 0.992
2026-07-31 12:42:32 UTC | hp02_03_CH_ZUESTA | hp02 | 03_CH | ZUESTA | component | BufferRemainingCapacity60C | water_specific_heat_capacity_j_per_kg_per_k | 4180
2026-07-31 12:42:32 UTC | hp02_03_CH_ZUESTA | hp02 | 03_CH | ZUESTA | component | HeatPumpControllerSH | building_name | BUI1
2026-07-31 12:42:32 UTC | hp02_03_CH_ZUESTA | hp02 | 03_CH | ZUESTA | component | HeatPumpControllerSH | name | HeatPumpControllerSH
2026-07-31 12:42:32 UTC | hp02_03_CH_ZUESTA | hp02 | 03_CH | ZUESTA | component | HeatPumpControllerSH | mode | 2
2026-07-31 12:42:32 UTC | hp02_03_CH_ZUESTA | hp02 | 03_CH | ZUESTA | component | HeatPumpControllerSH | set_heating_threshold_outside_temperature_in_celsius | 16
2026-07-31 12:42:32 UTC | hp02_03_CH_ZUESTA | hp02 | 03_CH | ZUESTA | component | HeatPumpControllerSH | set_cooling_threshold_outside_temperature_in_celsius | 22
2026-07-31 12:42:32 UTC | hp02_03_CH_ZUESTA | hp02 | 03_CH | ZUESTA | component | HeatPumpControllerSH | upper_temperature_offset_for_state_conditions_in_celsius | 1
2026-07-31 12:42:32 UTC | hp02_03_CH_ZUESTA | hp02 | 03_CH | ZUESTA | component | HeatPumpControllerSH | lower_temperature_offset_for_state_conditions_in_celsius | 1
2026-07-31 12:42:32 UTC | hp02_03_CH_ZUESTA | hp02 | 03_CH | ZUESTA | component | HeatPumpControllerSH | heat_distribution_system_type | HeatDistributionSystemType.FLOORHEATING
2026-07-31 12:42:32 UTC | hp02_03_CH_ZUESTA | hp02 | 03_CH | ZUESTA | component | HeatPumpControllerDHW | building_name | BUI1
2026-07-31 12:42:32 UTC | hp02_03_CH_ZUESTA | hp02 | 03_CH | ZUESTA | component | HeatPumpControllerDHW | name | HeatPumpControllerDHW
2026-07-31 12:42:32 UTC | hp02_03_CH_ZUESTA | hp02 | 03_CH | ZUESTA | component | HeatPumpControllerDHW | t_min_dhw_storage_in_celsius | 4
2026-07-31 12:42:32 UTC | hp02_03_CH_ZUESTA | hp02 | 03_CH | ZUESTA | component | HeatPumpControllerDHW | t_max_dhw_storage_in_celsius | 6
2026-07-31 12:42:32 UTC | hp02_03_CH_ZUESTA | hp02 | 03_CH | ZUESTA | component | HeatPumpControllerDHW | thermalpower_dhw_is_constant | false
2026-07-31 12:42:32 UTC | hp02_03_CH_ZUESTA | hp02 | 03_CH | ZUESTA | component | HeatPumpControllerDHW | p_th_max_dhw_in_watt | 5000
2026-07-31 12:42:32 UTC | hp02_03_CH_ZUESTA | hp02 | 03_CH | ZUESTA | heat_generator | HeatPumpHPLib | set_thermal_output_power_in_watt | 7420
2026-07-31 12:42:32 UTC | hp02_03_CH_ZUESTA | hp02 | 03_CH | ZUESTA | heat_generator | HeatPumpHPLib | flow_temperature_in_celsius | 35
2026-07-31 12:42:32 UTC | hp02_03_CH_ZUESTA | hp02 | 03_CH | ZUESTA | heat_generator | HeatPumpHPLib | heating_reference_temperature_in_celsius | -7
2026-07-31 12:42:32 UTC | hp02_03_CH_ZUESTA | hp02 | 03_CH | ZUESTA | heat_generator | HeatPumpHPLib | with_domestic_hot_water_preparation | true
2026-07-31 12:42:32 UTC | hp02_03_CH_ZUESTA | hp02 | 03_CH | ZUESTA | heat_generator | HeatPumpHPLib | minimum_running_time_in_seconds | 14400
2026-07-31 12:42:32 UTC | hp02_03_CH_ZUESTA | hp02 | 03_CH | ZUESTA | heat_generator | HeatPumpHPLib | minimum_idle_time_in_seconds | 900
2026-07-31 12:42:32 UTC | hp02_03_CH_ZUESTA | hp02 | 03_CH | ZUESTA | heat_generator | HeatPumpHPLib | group_id | 1
2026-07-31 12:42:32 UTC | hp02_03_CH_ZUESTA | hp02 | 03_CH | ZUESTA | component | HeatGeneratorTotalThermalPower | building_name | BUI1
2026-07-31 12:42:32 UTC | hp02_03_CH_ZUESTA | hp02 | 03_CH | ZUESTA | component | HeatGeneratorTotalThermalPower | name | HeatGeneratorTotalThermalPower
2026-07-31 12:42:32 UTC | hp02_03_CH_ZUESTA | hp02 | 03_CH | ZUESTA | component | HeatGeneratorTotalThermalPower | loadtype | LoadTypes.ANY
2026-07-31 12:42:32 UTC | hp02_03_CH_ZUESTA | hp02 | 03_CH | ZUESTA | component | HeatGeneratorTotalThermalPower | unit | Units.WATT
2026-07-31 12:42:32 UTC | hp02_03_CH_ZUESTA | hp02 | 03_CH | ZUESTA | component | HeatGeneratorPlantDhwThermalPower | building_name | BUI1
2026-07-31 12:42:32 UTC | hp02_03_CH_ZUESTA | hp02 | 03_CH | ZUESTA | component | HeatGeneratorPlantDhwThermalPower | name | HeatGeneratorPlantDhwThermalPower
2026-07-31 12:42:32 UTC | hp02_03_CH_ZUESTA | hp02 | 03_CH | ZUESTA | component | HeatGeneratorPlantDhwThermalPower | loadtype | LoadTypes.ANY
2026-07-31 12:42:32 UTC | hp02_03_CH_ZUESTA | hp02 | 03_CH | ZUESTA | component | HeatGeneratorPlantDhwThermalPower | unit | Units.WATT
2026-07-31 12:42:32 UTC | hp02_03_CH_ZUESTA | hp02 | 03_CH | ZUESTA | component | SolarDhwThermalPower | building_name | BUI1
2026-07-31 12:42:32 UTC | hp02_03_CH_ZUESTA | hp02 | 03_CH | ZUESTA | component | SolarDhwThermalPower | name | SolarDhwThermalPower
2026-07-31 12:42:32 UTC | hp02_03_CH_ZUESTA | hp02 | 03_CH | ZUESTA | component | SolarDhwThermalPower | value_watt
2026-07-31 12:42:32 UTC | hp02_03_CH_ZUESTA | hp02 | 03_CH | ZUESTA | component | SolarDhwThermalPower | loadtype | LoadTypes.ANY
2026-07-31 12:42:32 UTC | hp02_03_CH_ZUESTA | hp02 | 03_CH | ZUESTA | component | SolarDhwThermalPower | unit | Units.WATT
2026-07-31 12:42:32 UTC | hp02_03_CH_ZUESTA | hp02 | 03_CH | ZUESTA | component | FlexibilityPotential | building_name | BUI1
2026-07-31 12:42:32 UTC | hp02_03_CH_ZUESTA | hp02 | 03_CH | ZUESTA | component | FlexibilityPotential | name | FlexibilityPotential
2026-07-31 12:42:32 UTC | hp02_03_CH_ZUESTA | hp02 | 03_CH | ZUESTA | component | FlexibilityPotential | fallback_heating_cop | 1
2026-07-31 12:42:32 UTC | hp02_03_CH_ZUESTA | hp02 | 03_CH | ZUESTA | component | FlexibilityPotential | fallback_cooling_eer
2026-07-31 12:42:32 UTC | hp02_04_CH_ZUESTA | hp02 | 04_CH | ZUESTA | simulation | SimulationParameters | year | 2050
2026-07-31 12:42:32 UTC | hp02_04_CH_ZUESTA | hp02 | 04_CH | ZUESTA | simulation | SimulationParameters | seconds_per_timestep | 9 | s
2026-07-31 12:42:32 UTC | hp02_04_CH_ZUESTA | hp02 | 04_CH | ZUESTA | simulation | SimulationParameters | country | CH
2026-07-31 12:42:32 UTC | hp02_04_CH_ZUESTA | hp02 | 04_CH | ZUESTA | cli | cli_overrides | ARCH | 04_CH
2026-07-31 12:42:32 UTC | hp02_04_CH_ZUESTA | hp02 | 04_CH | ZUESTA | cli | cli_overrides | WEATHER | ZUESTA
2026-07-31 12:42:32 UTC | hp02_04_CH_ZUESTA | hp02 | 04_CH | ZUESTA | cli | cli_overrides | TIME_HORIZON | future
2026-07-31 12:42:32 UTC | hp02_04_CH_ZUESTA | hp02 | 04_CH | ZUESTA | cli | cli_overrides | SCENARIO | none
2026-07-31 12:42:32 UTC | hp02_04_CH_ZUESTA | hp02 | 04_CH | ZUESTA | cli | cli_overrides | OCC | SIA2024
2026-07-31 12:42:32 UTC | hp02_04_CH_ZUESTA | hp02 | 04_CH | ZUESTA | cli | cli_overrides | HEATGEN_SIZING | IDEAL_LOOKUP
2026-07-31 12:42:32 UTC | hp02_04_CH_ZUESTA | hp02 | 04_CH | ZUESTA | cli | cli_overrides | HP_MODEL | Viessmann Werke GmbH & Co KG / Vitocal 250-A Compact AWMOF-251.A1.16-400-V001/V002
2026-07-31 12:42:32 UTC | hp02_04_CH_ZUESTA | hp02 | 04_CH | ZUESTA | cli | cli_overrides | HP_NOMINAL_POWER_W | 7600
2026-07-31 12:42:32 UTC | hp02_04_CH_ZUESTA | hp02 | 04_CH | ZUESTA | cli | cli_overrides | HP_SHARE_OF_IDEAL | 0.8
2026-07-31 12:42:32 UTC | hp02_04_CH_ZUESTA | hp02 | 04_CH | ZUESTA | internal_loads | SIA2024Occupancy | conditioned_floor_area_in_m2 | 19
2026-07-31 12:42:32 UTC | hp02_04_CH_ZUESTA | hp02 | 04_CH | ZUESTA | internal_loads | SIA2024Occupancy | appliances_load_w_per_m2 | 1
2026-07-31 12:42:32 UTC | hp02_04_CH_ZUESTA | hp02 | 04_CH | ZUESTA | internal_loads | SIA2024Occupancy | lighting_load_w_per_m2 | 3
2026-07-31 12:42:32 UTC | hp02_04_CH_ZUESTA | hp02 | 04_CH | ZUESTA | internal_loads | SIA2024Occupancy | lighting_annual_full_load_hours | 846
2026-07-31 12:42:32 UTC | hp02_04_CH_ZUESTA | hp02 | 04_CH | ZUESTA | internal_loads | SIA2024Occupancy | appliances_yearly_utilization_per_month | 0.7995
2026-07-31 12:42:32 UTC | hp02_04_CH_ZUESTA | hp02 | 04_CH | ZUESTA | weather | Weather | source_path | C:\Users\het\HiSim\hisim\inputs\weather\custom_csv\Zurich\NABZUE_2060_RCP85_DRY.csv
2026-07-31 12:42:32 UTC | hp02_04_CH_ZUESTA | hp02 | 04_CH | ZUESTA | weather | Weather | location | Zurich
2026-07-31 12:42:32 UTC | hp02_04_CH_ZUESTA | hp02 | 04_CH | ZUESTA | weather | Weather | name | Weather
2026-07-31 12:42:32 UTC | hp02_04_CH_ZUESTA | hp02 | 04_CH | ZUESTA | component | ElectricityMeter | building_name | BUI1
2026-07-31 12:42:32 UTC | hp02_04_CH_ZUESTA | hp02 | 04_CH | ZUESTA | component | ElectricityMeter | name | ElectricityMeter
2026-07-31 12:42:32 UTC | hp02_04_CH_ZUESTA | hp02 | 04_CH | ZUESTA | building | Building | building_name | 1961_1970
2026-07-31 12:42:32 UTC | hp02_04_CH_ZUESTA | hp02 | 04_CH | ZUESTA | building | Building | building_code | AT.N.SFH.04.Gen.ReEx.001.002
2026-07-31 12:42:32 UTC | hp02_04_CH_ZUESTA | hp02 | 04_CH | ZUESTA | building | Building | building_heat_capacity_class | heavy
2026-07-31 12:42:32 UTC | hp02_04_CH_ZUESTA | hp02 | 04_CH | ZUESTA | building | Building | absolute_conditioned_floor_area_in_m2 | 190
2026-07-31 12:42:32 UTC | hp02_04_CH_ZUESTA | hp02 | 04_CH | ZUESTA | building | Building | heating_reference_temperature_in_celsius | -8
2026-07-31 12:42:32 UTC | hp02_04_CH_ZUESTA | hp02 | 04_CH | ZUESTA | building | Building | floor_u_value_in_watt_per_m2_per_kelvin | 1
2026-07-31 12:42:32 UTC | hp02_04_CH_ZUESTA | hp02 | 04_CH | ZUESTA | building | Building | floor_area_in_m2 | 99.2
2026-07-31 12:42:32 UTC | hp02_04_CH_ZUESTA | hp02 | 04_CH | ZUESTA | building | Building | facade_u_value_in_watt_per_m2_per_kelvin | 0.7
2026-07-31 12:42:32 UTC | hp02_04_CH_ZUESTA | hp02 | 04_CH | ZUESTA | building | Building | facade_area_in_m2 | 163.4
2026-07-31 12:42:32 UTC | hp02_04_CH_ZUESTA | hp02 | 04_CH | ZUESTA | building | Building | roof_u_value_in_watt_per_m2_per_kelvin | 0.47
2026-07-31 12:42:32 UTC | hp02_04_CH_ZUESTA | hp02 | 04_CH | ZUESTA | building | Building | roof_area_in_m2 | 108.8
2026-07-31 12:42:32 UTC | hp02_04_CH_ZUESTA | hp02 | 04_CH | ZUESTA | building | Building | window_u_value_in_watt_per_m2_per_kelvin | 1.7
2026-07-31 12:42:32 UTC | hp02_04_CH_ZUESTA | hp02 | 04_CH | ZUESTA | building | Building | window_area_in_m2 | 30.4
2026-07-31 12:42:32 UTC | hp02_04_CH_ZUESTA | hp02 | 04_CH | ZUESTA | building | Building | door_u_value_in_watt_per_m2_per_kelvin
2026-07-31 12:42:32 UTC | hp02_04_CH_ZUESTA | hp02 | 04_CH | ZUESTA | building | Building | door_area_in_m2
2026-07-31 12:42:32 UTC | hp02_04_CH_ZUESTA | hp02 | 04_CH | ZUESTA | building | Building | set_heating_temperature_in_celsius | 20.5
2026-07-31 12:42:32 UTC | hp02_04_CH_ZUESTA | hp02 | 04_CH | ZUESTA | building | Building | set_cooling_temperature_in_celsius | 25
2026-07-31 12:42:32 UTC | hp02_04_CH_ZUESTA | hp02 | 04_CH | ZUESTA | building | Building | natural_ventilation_m3_per_h_per_person | 29
2026-07-31 12:42:32 UTC | hp02_04_CH_ZUESTA | hp02 | 04_CH | ZUESTA | building | Building | sia_natural_ventilation_m3_per_h_per_m2 | 0.6
2026-07-31 12:42:32 UTC | hp02_04_CH_ZUESTA | hp02 | 04_CH | ZUESTA | building | Building | swiss_infiltration_rate_per_h | 0.3
2026-07-31 12:42:32 UTC | hp02_04_CH_ZUESTA | hp02 | 04_CH | ZUESTA | building | Building | heating_demand_mode | iso13790
2026-07-31 12:42:32 UTC | hp02_04_CH_ZUESTA | hp02 | 04_CH | ZUESTA | building | Building | operative_heating_proportional_band_in_celsius | 1
2026-07-31 12:42:32 UTC | hp02_04_CH_ZUESTA | hp02 | 04_CH | ZUESTA | building | Building | operative_heating_proportional_gain | 1
2026-07-31 12:42:32 UTC | hp02_04_CH_ZUESTA | hp02 | 04_CH | ZUESTA | building | Building | control_comfort_lower_bound_shift_in_celsius
2026-07-31 12:42:32 UTC | hp02_04_CH_ZUESTA | hp02 | 04_CH | ZUESTA | building | Building | comfort_aware_seasonal_heating_gate | true
2026-07-31 12:42:32 UTC | hp02_04_CH_ZUESTA | hp02 | 04_CH | ZUESTA | component | StrictComfortDemandController | building_name | BUI1
2026-07-31 12:42:32 UTC | hp02_04_CH_ZUESTA | hp02 | 04_CH | ZUESTA | component | StrictComfortDemandController | name | StrictComfortDemandController
2026-07-31 12:42:32 UTC | hp02_04_CH_ZUESTA | hp02 | 04_CH | ZUESTA | component | StrictComfortDemandController | temperature_air_heating_in_celsius | 20.5
2026-07-31 12:42:32 UTC | hp02_04_CH_ZUESTA | hp02 | 04_CH | ZUESTA | component | StrictComfortDemandController | temperature_air_cooling_in_celsius | 24
2026-07-31 12:42:32 UTC | hp02_04_CH_ZUESTA | hp02 | 04_CH | ZUESTA | component | StrictComfortDemandController | offset | 0.5
2026-07-31 12:42:32 UTC | hp02_04_CH_ZUESTA | hp02 | 04_CH | ZUESTA | component | StrictComfortDemandController | mode | 2
2026-07-31 12:42:32 UTC | hp02_04_CH_ZUESTA | hp02 | 04_CH | ZUESTA | component | StrictComfortDemandController | use_adaptive_comfort_band | true
2026-07-31 12:42:32 UTC | hp02_04_CH_ZUESTA | hp02 | 04_CH | ZUESTA | component | StrictComfortDemandController | control_strategy | strict_comfort_band_v1
2026-07-31 12:42:32 UTC | hp02_04_CH_ZUESTA | hp02 | 04_CH | ZUESTA | component | StrictComfortDemandController | comfort_band_inner_offset_in_celsius | 0.5
2026-07-31 12:42:32 UTC | hp02_04_CH_ZUESTA | hp02 | 04_CH | ZUESTA | component | StrictComfortDemandController | comfort_band_inner_offset_lower_in_celsius | 1
2026-07-31 12:42:32 UTC | hp02_04_CH_ZUESTA | hp02 | 04_CH | ZUESTA | component | StrictComfortDemandController | comfort_band_inner_offset_upper_in_celsius | 0.5
2026-07-31 12:42:32 UTC | hp02_04_CH_ZUESTA | hp02 | 04_CH | ZUESTA | component | StrictComfortDemandController | heating_disabled_above_running_mean_outdoor_temperature_in_celsius | 18
2026-07-31 12:42:32 UTC | hp02_04_CH_ZUESTA | hp02 | 04_CH | ZUESTA | component | StrictComfortDemandController | cooling_enabled_above_running_mean_outdoor_temperature_in_celsius | 22
2026-07-31 12:42:32 UTC | hp02_04_CH_ZUESTA | hp02 | 04_CH | ZUESTA | component | ComfortBandHeatingDemand | building_name | BUI1
2026-07-31 12:42:32 UTC | hp02_04_CH_ZUESTA | hp02 | 04_CH | ZUESTA | component | ComfortBandHeatingDemand | name | ComfortBandHeatingDemand
2026-07-31 12:42:32 UTC | hp02_04_CH_ZUESTA | hp02 | 04_CH | ZUESTA | component | ComfortBandHeatingDemand | max_heating_power_in_watt | 10850.1
2026-07-31 12:42:32 UTC | hp02_04_CH_ZUESTA | hp02 | 04_CH | ZUESTA | component | ComfortBandHeatingDemand | proportional_gain_in_watt_per_kelvin | 21700.3
2026-07-31 12:42:32 UTC | hp02_04_CH_ZUESTA | hp02 | 04_CH | ZUESTA | component | StrictComfortSetpointModifier | building_name | BUI1
2026-07-31 12:42:32 UTC | hp02_04_CH_ZUESTA | hp02 | 04_CH | ZUESTA | component | StrictComfortSetpointModifier | name | StrictComfortSetpointModifier
2026-07-31 12:42:32 UTC | hp02_04_CH_ZUESTA | hp02 | 04_CH | ZUESTA | component | StrictComfortSetpointModifier | base_heating_setpoint_in_celsius | 20.5
2026-07-31 12:42:32 UTC | hp02_04_CH_ZUESTA | hp02 | 04_CH | ZUESTA | component | StrictComfortSetpointModifier | recovery_gain | 5
2026-07-31 12:42:32 UTC | hp02_04_CH_ZUESTA | hp02 | 04_CH | ZUESTA | component | StrictComfortSetpointModifier | max_recovery_boost_in_celsius | 5
2026-07-31 12:42:32 UTC | hp02_04_CH_ZUESTA | hp02 | 04_CH | ZUESTA | component | StrictComfortSetpointModifier | clamp_min_modifier_in_celsius
2026-07-31 12:42:32 UTC | hp02_04_CH_ZUESTA | hp02 | 04_CH | ZUESTA | component | StrictComfortSetpointModifier | clamp_max_modifier_in_celsius | 15
2026-07-31 12:42:32 UTC | hp02_04_CH_ZUESTA | hp02 | 04_CH | ZUESTA | component | TotalThermalBuildingDemand | building_name | BUI1
2026-07-31 12:42:32 UTC | hp02_04_CH_ZUESTA | hp02 | 04_CH | ZUESTA | component | TotalThermalBuildingDemand | name | TotalThermalBuildingDemand
2026-07-31 12:42:32 UTC | hp02_04_CH_ZUESTA | hp02 | 04_CH | ZUESTA | component | TotalThermalBuildingDemand | loadtype | LoadTypes.ANY
2026-07-31 12:42:32 UTC | hp02_04_CH_ZUESTA | hp02 | 04_CH | ZUESTA | component | TotalThermalBuildingDemand | unit | Units.WATT
2026-07-31 12:42:32 UTC | hp02_04_CH_ZUESTA | hp02 | 04_CH | ZUESTA | component | HeatDistributionController | building_name | BUI1
2026-07-31 12:42:32 UTC | hp02_04_CH_ZUESTA | hp02 | 04_CH | ZUESTA | component | HeatDistributionController | name | HeatDistributionController
2026-07-31 12:42:32 UTC | hp02_04_CH_ZUESTA | hp02 | 04_CH | ZUESTA | component | HeatDistributionController | heating_system | HeatDistributionSystemType.FLOORHEATING
2026-07-31 12:42:32 UTC | hp02_04_CH_ZUESTA | hp02 | 04_CH | ZUESTA | component | HeatDistributionController | set_heating_threshold_outside_temperature_in_celsius | 16
2026-07-31 12:42:32 UTC | hp02_04_CH_ZUESTA | hp02 | 04_CH | ZUESTA | component | HeatDistributionController | heating_reference_temperature_in_celsius | -8
2026-07-31 12:42:32 UTC | hp02_04_CH_ZUESTA | hp02 | 04_CH | ZUESTA | component | HeatDistributionController | set_heating_temperature_for_building_in_celsius | 20.5
2026-07-31 12:42:32 UTC | hp02_04_CH_ZUESTA | hp02 | 04_CH | ZUESTA | component | HeatDistributionController | set_cooling_temperature_for_building_in_celsius | 25
2026-07-31 12:42:32 UTC | hp02_04_CH_ZUESTA | hp02 | 04_CH | ZUESTA | component | HeatDistributionController | heating_load_of_building_in_watt | 10850.1
2026-07-31 12:42:32 UTC | hp02_04_CH_ZUESTA | hp02 | 04_CH | ZUESTA | heat_distribution | HeatDistributionSystem | absolute_conditioned_floor_area_in_m2 | 19
2026-07-31 12:42:32 UTC | hp02_04_CH_ZUESTA | hp02 | 04_CH | ZUESTA | thermal_storage | SimpleHotWaterStorage | volume_heating_water_storage_in_liter | 542.5
2026-07-31 12:42:32 UTC | hp02_04_CH_ZUESTA | hp02 | 04_CH | ZUESTA | component | BufferRemainingCapacity60C | building_name | BUI1
2026-07-31 12:42:32 UTC | hp02_04_CH_ZUESTA | hp02 | 04_CH | ZUESTA | component | BufferRemainingCapacity60C | name | BufferRemainingCapacity60C
2026-07-31 12:42:32 UTC | hp02_04_CH_ZUESTA | hp02 | 04_CH | ZUESTA | component | BufferRemainingCapacity60C | volume_heating_water_storage_in_liter | 542.5
2026-07-31 12:42:32 UTC | hp02_04_CH_ZUESTA | hp02 | 04_CH | ZUESTA | component | BufferRemainingCapacity60C | max_temperature_in_celsius | 6
2026-07-31 12:42:32 UTC | hp02_04_CH_ZUESTA | hp02 | 04_CH | ZUESTA | component | BufferRemainingCapacity60C | water_density_kg_per_liter | 0.992
2026-07-31 12:42:32 UTC | hp02_04_CH_ZUESTA | hp02 | 04_CH | ZUESTA | component | BufferRemainingCapacity60C | water_specific_heat_capacity_j_per_kg_per_k | 4180
2026-07-31 12:42:32 UTC | hp02_04_CH_ZUESTA | hp02 | 04_CH | ZUESTA | component | HeatPumpControllerSH | building_name | BUI1
2026-07-31 12:42:32 UTC | hp02_04_CH_ZUESTA | hp02 | 04_CH | ZUESTA | component | HeatPumpControllerSH | name | HeatPumpControllerSH
2026-07-31 12:42:32 UTC | hp02_04_CH_ZUESTA | hp02 | 04_CH | ZUESTA | component | HeatPumpControllerSH | mode | 2
2026-07-31 12:42:32 UTC | hp02_04_CH_ZUESTA | hp02 | 04_CH | ZUESTA | component | HeatPumpControllerSH | set_heating_threshold_outside_temperature_in_celsius | 16
2026-07-31 12:42:32 UTC | hp02_04_CH_ZUESTA | hp02 | 04_CH | ZUESTA | component | HeatPumpControllerSH | set_cooling_threshold_outside_temperature_in_celsius | 22
2026-07-31 12:42:32 UTC | hp02_04_CH_ZUESTA | hp02 | 04_CH | ZUESTA | component | HeatPumpControllerSH | upper_temperature_offset_for_state_conditions_in_celsius | 1
2026-07-31 12:42:32 UTC | hp02_04_CH_ZUESTA | hp02 | 04_CH | ZUESTA | component | HeatPumpControllerSH | lower_temperature_offset_for_state_conditions_in_celsius | 1
2026-07-31 12:42:32 UTC | hp02_04_CH_ZUESTA | hp02 | 04_CH | ZUESTA | component | HeatPumpControllerSH | heat_distribution_system_type | HeatDistributionSystemType.FLOORHEATING
2026-07-31 12:42:32 UTC | hp02_04_CH_ZUESTA | hp02 | 04_CH | ZUESTA | component | HeatPumpControllerDHW | building_name | BUI1
2026-07-31 12:42:32 UTC | hp02_04_CH_ZUESTA | hp02 | 04_CH | ZUESTA | component | HeatPumpControllerDHW | name | HeatPumpControllerDHW
2026-07-31 12:42:32 UTC | hp02_04_CH_ZUESTA | hp02 | 04_CH | ZUESTA | component | HeatPumpControllerDHW | t_min_dhw_storage_in_celsius | 4
2026-07-31 12:42:32 UTC | hp02_04_CH_ZUESTA | hp02 | 04_CH | ZUESTA | component | HeatPumpControllerDHW | t_max_dhw_storage_in_celsius | 6
2026-07-31 12:42:32 UTC | hp02_04_CH_ZUESTA | hp02 | 04_CH | ZUESTA | component | HeatPumpControllerDHW | thermalpower_dhw_is_constant | false
2026-07-31 12:42:32 UTC | hp02_04_CH_ZUESTA | hp02 | 04_CH | ZUESTA | component | HeatPumpControllerDHW | p_th_max_dhw_in_watt | 5000
2026-07-31 12:42:32 UTC | hp02_04_CH_ZUESTA | hp02 | 04_CH | ZUESTA | heat_generator | HeatPumpHPLib | set_thermal_output_power_in_watt | 7600
2026-07-31 12:42:32 UTC | hp02_04_CH_ZUESTA | hp02 | 04_CH | ZUESTA | heat_generator | HeatPumpHPLib | flow_temperature_in_celsius | 35
2026-07-31 12:42:32 UTC | hp02_04_CH_ZUESTA | hp02 | 04_CH | ZUESTA | heat_generator | HeatPumpHPLib | heating_reference_temperature_in_celsius | -7
2026-07-31 12:42:32 UTC | hp02_04_CH_ZUESTA | hp02 | 04_CH | ZUESTA | heat_generator | HeatPumpHPLib | with_domestic_hot_water_preparation | true
2026-07-31 12:42:32 UTC | hp02_04_CH_ZUESTA | hp02 | 04_CH | ZUESTA | heat_generator | HeatPumpHPLib | minimum_running_time_in_seconds | 14400
2026-07-31 12:42:32 UTC | hp02_04_CH_ZUESTA | hp02 | 04_CH | ZUESTA | heat_generator | HeatPumpHPLib | minimum_idle_time_in_seconds | 900
2026-07-31 12:42:32 UTC | hp02_04_CH_ZUESTA | hp02 | 04_CH | ZUESTA | heat_generator | HeatPumpHPLib | group_id | 1
2026-07-31 12:42:32 UTC | hp02_04_CH_ZUESTA | hp02 | 04_CH | ZUESTA | component | HeatGeneratorTotalThermalPower | building_name | BUI1
2026-07-31 12:42:32 UTC | hp02_04_CH_ZUESTA | hp02 | 04_CH | ZUESTA | component | HeatGeneratorTotalThermalPower | name | HeatGeneratorTotalThermalPower
2026-07-31 12:42:32 UTC | hp02_04_CH_ZUESTA | hp02 | 04_CH | ZUESTA | component | HeatGeneratorTotalThermalPower | loadtype | LoadTypes.ANY
2026-07-31 12:42:32 UTC | hp02_04_CH_ZUESTA | hp02 | 04_CH | ZUESTA | component | HeatGeneratorTotalThermalPower | unit | Units.WATT
2026-07-31 12:42:32 UTC | hp02_04_CH_ZUESTA | hp02 | 04_CH | ZUESTA | component | HeatGeneratorPlantDhwThermalPower | building_name | BUI1
2026-07-31 12:42:32 UTC | hp02_04_CH_ZUESTA | hp02 | 04_CH | ZUESTA | component | HeatGeneratorPlantDhwThermalPower | name | HeatGeneratorPlantDhwThermalPower
2026-07-31 12:42:32 UTC | hp02_04_CH_ZUESTA | hp02 | 04_CH | ZUESTA | component | HeatGeneratorPlantDhwThermalPower | loadtype | LoadTypes.ANY
2026-07-31 12:42:32 UTC | hp02_04_CH_ZUESTA | hp02 | 04_CH | ZUESTA | component | HeatGeneratorPlantDhwThermalPower | unit | Units.WATT
2026-07-31 12:42:32 UTC | hp02_04_CH_ZUESTA | hp02 | 04_CH | ZUESTA | component | SolarDhwThermalPower | building_name | BUI1
2026-07-31 12:42:32 UTC | hp02_04_CH_ZUESTA | hp02 | 04_CH | ZUESTA | component | SolarDhwThermalPower | name | SolarDhwThermalPower
2026-07-31 12:42:32 UTC | hp02_04_CH_ZUESTA | hp02 | 04_CH | ZUESTA | component | SolarDhwThermalPower | value_watt
2026-07-31 12:42:32 UTC | hp02_04_CH_ZUESTA | hp02 | 04_CH | ZUESTA | component | SolarDhwThermalPower | loadtype | LoadTypes.ANY
2026-07-31 12:42:32 UTC | hp02_04_CH_ZUESTA | hp02 | 04_CH | ZUESTA | component | SolarDhwThermalPower | unit | Units.WATT
2026-07-31 12:42:32 UTC | hp02_04_CH_ZUESTA | hp02 | 04_CH | ZUESTA | component | FlexibilityPotential | building_name | BUI1
2026-07-31 12:42:32 UTC | hp02_04_CH_ZUESTA | hp02 | 04_CH | ZUESTA | component | FlexibilityPotential | name | FlexibilityPotential
2026-07-31 12:42:32 UTC | hp02_04_CH_ZUESTA | hp02 | 04_CH | ZUESTA | component | FlexibilityPotential | fallback_heating_cop | 1
2026-07-31 12:42:32 UTC | hp02_04_CH_ZUESTA | hp02 | 04_CH | ZUESTA | component | FlexibilityPotential | fallback_cooling_eer
2026-07-31 12:42:32 UTC | hp02_05_CH_ZUESTA | hp02 | 05_CH | ZUESTA | simulation | SimulationParameters | year | 2050
2026-07-31 12:42:32 UTC | hp02_05_CH_ZUESTA | hp02 | 05_CH | ZUESTA | simulation | SimulationParameters | seconds_per_timestep | 9 | s
2026-07-31 12:42:32 UTC | hp02_05_CH_ZUESTA | hp02 | 05_CH | ZUESTA | simulation | SimulationParameters | country | CH
2026-07-31 12:42:32 UTC | hp02_05_CH_ZUESTA | hp02 | 05_CH | ZUESTA | cli | cli_overrides | ARCH | 05_CH
2026-07-31 12:42:32 UTC | hp02_05_CH_ZUESTA | hp02 | 05_CH | ZUESTA | cli | cli_overrides | WEATHER | ZUESTA
2026-07-31 12:42:32 UTC | hp02_05_CH_ZUESTA | hp02 | 05_CH | ZUESTA | cli | cli_overrides | TIME_HORIZON | future
2026-07-31 12:42:32 UTC | hp02_05_CH_ZUESTA | hp02 | 05_CH | ZUESTA | cli | cli_overrides | SCENARIO | none
2026-07-31 12:42:32 UTC | hp02_05_CH_ZUESTA | hp02 | 05_CH | ZUESTA | cli | cli_overrides | OCC | SIA2024
2026-07-31 12:42:32 UTC | hp02_05_CH_ZUESTA | hp02 | 05_CH | ZUESTA | cli | cli_overrides | HEATGEN_SIZING | IDEAL_LOOKUP
2026-07-31 12:42:32 UTC | hp02_05_CH_ZUESTA | hp02 | 05_CH | ZUESTA | cli | cli_overrides | HP_MODEL | Viessmann Werke GmbH & Co KG / Vitocal 300-A AWO-AC 301.B07
2026-07-31 12:42:32 UTC | hp02_05_CH_ZUESTA | hp02 | 05_CH | ZUESTA | cli | cli_overrides | HP_NOMINAL_POWER_W | 7420
2026-07-31 12:42:32 UTC | hp02_05_CH_ZUESTA | hp02 | 05_CH | ZUESTA | cli | cli_overrides | HP_SHARE_OF_IDEAL | 0.8
2026-07-31 12:42:32 UTC | hp02_05_CH_ZUESTA | hp02 | 05_CH | ZUESTA | internal_loads | SIA2024Occupancy | conditioned_floor_area_in_m2 | 2
2026-07-31 12:42:32 UTC | hp02_05_CH_ZUESTA | hp02 | 05_CH | ZUESTA | internal_loads | SIA2024Occupancy | appliances_load_w_per_m2 | 1
2026-07-31 12:42:32 UTC | hp02_05_CH_ZUESTA | hp02 | 05_CH | ZUESTA | internal_loads | SIA2024Occupancy | lighting_load_w_per_m2 | 3
2026-07-31 12:42:32 UTC | hp02_05_CH_ZUESTA | hp02 | 05_CH | ZUESTA | internal_loads | SIA2024Occupancy | lighting_annual_full_load_hours | 846
2026-07-31 12:42:32 UTC | hp02_05_CH_ZUESTA | hp02 | 05_CH | ZUESTA | internal_loads | SIA2024Occupancy | appliances_yearly_utilization_per_month | 0.7995
2026-07-31 12:42:32 UTC | hp02_05_CH_ZUESTA | hp02 | 05_CH | ZUESTA | weather | Weather | source_path | C:\Users\het\HiSim\hisim\inputs\weather\custom_csv\Zurich\NABZUE_2060_RCP85_DRY.csv
2026-07-31 12:42:32 UTC | hp02_05_CH_ZUESTA | hp02 | 05_CH | ZUESTA | weather | Weather | location | Zurich
2026-07-31 12:42:32 UTC | hp02_05_CH_ZUESTA | hp02 | 05_CH | ZUESTA | weather | Weather | name | Weather
2026-07-31 12:42:32 UTC | hp02_05_CH_ZUESTA | hp02 | 05_CH | ZUESTA | component | ElectricityMeter | building_name | BUI1
2026-07-31 12:42:32 UTC | hp02_05_CH_ZUESTA | hp02 | 05_CH | ZUESTA | component | ElectricityMeter | name | ElectricityMeter
2026-07-31 12:42:32 UTC | hp02_05_CH_ZUESTA | hp02 | 05_CH | ZUESTA | building | Building | building_name | 1971_1980
2026-07-31 12:42:32 UTC | hp02_05_CH_ZUESTA | hp02 | 05_CH | ZUESTA | building | Building | building_code | AT.N.SFH.04.Gen.ReEx.001.002
2026-07-31 12:42:32 UTC | hp02_05_CH_ZUESTA | hp02 | 05_CH | ZUESTA | building | Building | building_heat_capacity_class | medium
2026-07-31 12:42:32 UTC | hp02_05_CH_ZUESTA | hp02 | 05_CH | ZUESTA | building | Building | absolute_conditioned_floor_area_in_m2 | 200
2026-07-31 12:42:32 UTC | hp02_05_CH_ZUESTA | hp02 | 05_CH | ZUESTA | building | Building | heating_reference_temperature_in_celsius | -8
2026-07-31 12:42:32 UTC | hp02_05_CH_ZUESTA | hp02 | 05_CH | ZUESTA | building | Building | floor_u_value_in_watt_per_m2_per_kelvin | 0.88
2026-07-31 12:42:32 UTC | hp02_05_CH_ZUESTA | hp02 | 05_CH | ZUESTA | building | Building | floor_area_in_m2 | 102.9
2026-07-31 12:42:32 UTC | hp02_05_CH_ZUESTA | hp02 | 05_CH | ZUESTA | building | Building | facade_u_value_in_watt_per_m2_per_kelvin | 0.56
2026-07-31 12:42:32 UTC | hp02_05_CH_ZUESTA | hp02 | 05_CH | ZUESTA | building | Building | facade_area_in_m2 | 162.6
2026-07-31 12:42:32 UTC | hp02_05_CH_ZUESTA | hp02 | 05_CH | ZUESTA | building | Building | roof_u_value_in_watt_per_m2_per_kelvin | 0.41
2026-07-31 12:42:32 UTC | hp02_05_CH_ZUESTA | hp02 | 05_CH | ZUESTA | building | Building | roof_area_in_m2 | 114.7
2026-07-31 12:42:32 UTC | hp02_05_CH_ZUESTA | hp02 | 05_CH | ZUESTA | building | Building | window_u_value_in_watt_per_m2_per_kelvin | 1.7
2026-07-31 12:42:32 UTC | hp02_05_CH_ZUESTA | hp02 | 05_CH | ZUESTA | building | Building | window_area_in_m2 | 32
2026-07-31 12:42:32 UTC | hp02_05_CH_ZUESTA | hp02 | 05_CH | ZUESTA | building | Building | door_u_value_in_watt_per_m2_per_kelvin
2026-07-31 12:42:32 UTC | hp02_05_CH_ZUESTA | hp02 | 05_CH | ZUESTA | building | Building | door_area_in_m2
2026-07-31 12:42:32 UTC | hp02_05_CH_ZUESTA | hp02 | 05_CH | ZUESTA | building | Building | set_heating_temperature_in_celsius | 20.5
2026-07-31 12:42:32 UTC | hp02_05_CH_ZUESTA | hp02 | 05_CH | ZUESTA | building | Building | set_cooling_temperature_in_celsius | 25
2026-07-31 12:42:32 UTC | hp02_05_CH_ZUESTA | hp02 | 05_CH | ZUESTA | building | Building | natural_ventilation_m3_per_h_per_person | 29
2026-07-31 12:42:32 UTC | hp02_05_CH_ZUESTA | hp02 | 05_CH | ZUESTA | building | Building | sia_natural_ventilation_m3_per_h_per_m2 | 0.6
2026-07-31 12:42:32 UTC | hp02_05_CH_ZUESTA | hp02 | 05_CH | ZUESTA | building | Building | swiss_infiltration_rate_per_h | 0.3
2026-07-31 12:42:32 UTC | hp02_05_CH_ZUESTA | hp02 | 05_CH | ZUESTA | building | Building | heating_demand_mode | iso13790
2026-07-31 12:42:32 UTC | hp02_05_CH_ZUESTA | hp02 | 05_CH | ZUESTA | building | Building | operative_heating_proportional_band_in_celsius | 1
2026-07-31 12:42:32 UTC | hp02_05_CH_ZUESTA | hp02 | 05_CH | ZUESTA | building | Building | operative_heating_proportional_gain | 1
2026-07-31 12:42:32 UTC | hp02_05_CH_ZUESTA | hp02 | 05_CH | ZUESTA | building | Building | control_comfort_lower_bound_shift_in_celsius
2026-07-31 12:42:32 UTC | hp02_05_CH_ZUESTA | hp02 | 05_CH | ZUESTA | building | Building | comfort_aware_seasonal_heating_gate | true
2026-07-31 12:42:32 UTC | hp02_05_CH_ZUESTA | hp02 | 05_CH | ZUESTA | component | StrictComfortDemandController | building_name | BUI1
2026-07-31 12:42:32 UTC | hp02_05_CH_ZUESTA | hp02 | 05_CH | ZUESTA | component | StrictComfortDemandController | name | StrictComfortDemandController
2026-07-31 12:42:32 UTC | hp02_05_CH_ZUESTA | hp02 | 05_CH | ZUESTA | component | StrictComfortDemandController | temperature_air_heating_in_celsius | 20.5
2026-07-31 12:42:32 UTC | hp02_05_CH_ZUESTA | hp02 | 05_CH | ZUESTA | component | StrictComfortDemandController | temperature_air_cooling_in_celsius | 24
2026-07-31 12:42:32 UTC | hp02_05_CH_ZUESTA | hp02 | 05_CH | ZUESTA | component | StrictComfortDemandController | offset | 0.5
2026-07-31 12:42:32 UTC | hp02_05_CH_ZUESTA | hp02 | 05_CH | ZUESTA | component | StrictComfortDemandController | mode | 2
2026-07-31 12:42:32 UTC | hp02_05_CH_ZUESTA | hp02 | 05_CH | ZUESTA | component | StrictComfortDemandController | use_adaptive_comfort_band | true
2026-07-31 12:42:32 UTC | hp02_05_CH_ZUESTA | hp02 | 05_CH | ZUESTA | component | StrictComfortDemandController | control_strategy | strict_comfort_band_v1
2026-07-31 12:42:32 UTC | hp02_05_CH_ZUESTA | hp02 | 05_CH | ZUESTA | component | StrictComfortDemandController | comfort_band_inner_offset_in_celsius | 0.5
2026-07-31 12:42:32 UTC | hp02_05_CH_ZUESTA | hp02 | 05_CH | ZUESTA | component | StrictComfortDemandController | comfort_band_inner_offset_lower_in_celsius | 1
2026-07-31 12:42:32 UTC | hp02_05_CH_ZUESTA | hp02 | 05_CH | ZUESTA | component | StrictComfortDemandController | comfort_band_inner_offset_upper_in_celsius | 0.5
2026-07-31 12:42:32 UTC | hp02_05_CH_ZUESTA | hp02 | 05_CH | ZUESTA | component | StrictComfortDemandController | heating_disabled_above_running_mean_outdoor_temperature_in_celsius | 18
2026-07-31 12:42:32 UTC | hp02_05_CH_ZUESTA | hp02 | 05_CH | ZUESTA | component | StrictComfortDemandController | cooling_enabled_above_running_mean_outdoor_temperature_in_celsius | 22
2026-07-31 12:42:32 UTC | hp02_05_CH_ZUESTA | hp02 | 05_CH | ZUESTA | component | ComfortBandHeatingDemand | building_name | BUI1
2026-07-31 12:42:32 UTC | hp02_05_CH_ZUESTA | hp02 | 05_CH | ZUESTA | component | ComfortBandHeatingDemand | name | ComfortBandHeatingDemand
2026-07-31 12:42:32 UTC | hp02_05_CH_ZUESTA | hp02 | 05_CH | ZUESTA | component | ComfortBandHeatingDemand | max_heating_power_in_watt | 10096.4
2026-07-31 12:42:32 UTC | hp02_05_CH_ZUESTA | hp02 | 05_CH | ZUESTA | component | ComfortBandHeatingDemand | proportional_gain_in_watt_per_kelvin | 20192.9
2026-07-31 12:42:32 UTC | hp02_05_CH_ZUESTA | hp02 | 05_CH | ZUESTA | component | StrictComfortSetpointModifier | building_name | BUI1
2026-07-31 12:42:32 UTC | hp02_05_CH_ZUESTA | hp02 | 05_CH | ZUESTA | component | StrictComfortSetpointModifier | name | StrictComfortSetpointModifier
2026-07-31 12:42:32 UTC | hp02_05_CH_ZUESTA | hp02 | 05_CH | ZUESTA | component | StrictComfortSetpointModifier | base_heating_setpoint_in_celsius | 20.5
2026-07-31 12:42:32 UTC | hp02_05_CH_ZUESTA | hp02 | 05_CH | ZUESTA | component | StrictComfortSetpointModifier | recovery_gain | 5
2026-07-31 12:42:32 UTC | hp02_05_CH_ZUESTA | hp02 | 05_CH | ZUESTA | component | StrictComfortSetpointModifier | max_recovery_boost_in_celsius | 5
2026-07-31 12:42:32 UTC | hp02_05_CH_ZUESTA | hp02 | 05_CH | ZUESTA | component | StrictComfortSetpointModifier | clamp_min_modifier_in_celsius
2026-07-31 12:42:32 UTC | hp02_05_CH_ZUESTA | hp02 | 05_CH | ZUESTA | component | StrictComfortSetpointModifier | clamp_max_modifier_in_celsius | 15
2026-07-31 12:42:32 UTC | hp02_05_CH_ZUESTA | hp02 | 05_CH | ZUESTA | component | TotalThermalBuildingDemand | building_name | BUI1
2026-07-31 12:42:32 UTC | hp02_05_CH_ZUESTA | hp02 | 05_CH | ZUESTA | component | TotalThermalBuildingDemand | name | TotalThermalBuildingDemand
2026-07-31 12:42:32 UTC | hp02_05_CH_ZUESTA | hp02 | 05_CH | ZUESTA | component | TotalThermalBuildingDemand | loadtype | LoadTypes.ANY
2026-07-31 12:42:32 UTC | hp02_05_CH_ZUESTA | hp02 | 05_CH | ZUESTA | component | TotalThermalBuildingDemand | unit | Units.WATT
2026-07-31 12:42:32 UTC | hp02_05_CH_ZUESTA | hp02 | 05_CH | ZUESTA | component | HeatDistributionController | building_name | BUI1
2026-07-31 12:42:32 UTC | hp02_05_CH_ZUESTA | hp02 | 05_CH | ZUESTA | component | HeatDistributionController | name | HeatDistributionController
2026-07-31 12:42:32 UTC | hp02_05_CH_ZUESTA | hp02 | 05_CH | ZUESTA | component | HeatDistributionController | heating_system | HeatDistributionSystemType.FLOORHEATING
2026-07-31 12:42:32 UTC | hp02_05_CH_ZUESTA | hp02 | 05_CH | ZUESTA | component | HeatDistributionController | set_heating_threshold_outside_temperature_in_celsius | 16
2026-07-31 12:42:32 UTC | hp02_05_CH_ZUESTA | hp02 | 05_CH | ZUESTA | component | HeatDistributionController | heating_reference_temperature_in_celsius | -8
2026-07-31 12:42:32 UTC | hp02_05_CH_ZUESTA | hp02 | 05_CH | ZUESTA | component | HeatDistributionController | set_heating_temperature_for_building_in_celsius | 20.5
2026-07-31 12:42:32 UTC | hp02_05_CH_ZUESTA | hp02 | 05_CH | ZUESTA | component | HeatDistributionController | set_cooling_temperature_for_building_in_celsius | 25
2026-07-31 12:42:32 UTC | hp02_05_CH_ZUESTA | hp02 | 05_CH | ZUESTA | component | HeatDistributionController | heating_load_of_building_in_watt | 10096.4
2026-07-31 12:42:32 UTC | hp02_05_CH_ZUESTA | hp02 | 05_CH | ZUESTA | heat_distribution | HeatDistributionSystem | absolute_conditioned_floor_area_in_m2 | 2
2026-07-31 12:42:32 UTC | hp02_05_CH_ZUESTA | hp02 | 05_CH | ZUESTA | thermal_storage | SimpleHotWaterStorage | volume_heating_water_storage_in_liter | 504.8
2026-07-31 12:42:32 UTC | hp02_05_CH_ZUESTA | hp02 | 05_CH | ZUESTA | component | BufferRemainingCapacity60C | building_name | BUI1
2026-07-31 12:42:32 UTC | hp02_05_CH_ZUESTA | hp02 | 05_CH | ZUESTA | component | BufferRemainingCapacity60C | name | BufferRemainingCapacity60C
2026-07-31 12:42:32 UTC | hp02_05_CH_ZUESTA | hp02 | 05_CH | ZUESTA | component | BufferRemainingCapacity60C | volume_heating_water_storage_in_liter | 504.8
2026-07-31 12:42:32 UTC | hp02_05_CH_ZUESTA | hp02 | 05_CH | ZUESTA | component | BufferRemainingCapacity60C | max_temperature_in_celsius | 6
2026-07-31 12:42:32 UTC | hp02_05_CH_ZUESTA | hp02 | 05_CH | ZUESTA | component | BufferRemainingCapacity60C | water_density_kg_per_liter | 0.992
2026-07-31 12:42:32 UTC | hp02_05_CH_ZUESTA | hp02 | 05_CH | ZUESTA | component | BufferRemainingCapacity60C | water_specific_heat_capacity_j_per_kg_per_k | 4180
2026-07-31 12:42:32 UTC | hp02_05_CH_ZUESTA | hp02 | 05_CH | ZUESTA | component | HeatPumpControllerSH | building_name | BUI1
2026-07-31 12:42:32 UTC | hp02_05_CH_ZUESTA | hp02 | 05_CH | ZUESTA | component | HeatPumpControllerSH | name | HeatPumpControllerSH
2026-07-31 12:42:32 UTC | hp02_05_CH_ZUESTA | hp02 | 05_CH | ZUESTA | component | HeatPumpControllerSH | mode | 2
2026-07-31 12:42:32 UTC | hp02_05_CH_ZUESTA | hp02 | 05_CH | ZUESTA | component | HeatPumpControllerSH | set_heating_threshold_outside_temperature_in_celsius | 16
2026-07-31 12:42:32 UTC | hp02_05_CH_ZUESTA | hp02 | 05_CH | ZUESTA | component | HeatPumpControllerSH | set_cooling_threshold_outside_temperature_in_celsius | 22
2026-07-31 12:42:32 UTC | hp02_05_CH_ZUESTA | hp02 | 05_CH | ZUESTA | component | HeatPumpControllerSH | upper_temperature_offset_for_state_conditions_in_celsius | 1
2026-07-31 12:42:32 UTC | hp02_05_CH_ZUESTA | hp02 | 05_CH | ZUESTA | component | HeatPumpControllerSH | lower_temperature_offset_for_state_conditions_in_celsius | 1
2026-07-31 12:42:32 UTC | hp02_05_CH_ZUESTA | hp02 | 05_CH | ZUESTA | component | HeatPumpControllerSH | heat_distribution_system_type | HeatDistributionSystemType.FLOORHEATING
2026-07-31 12:42:32 UTC | hp02_05_CH_ZUESTA | hp02 | 05_CH | ZUESTA | component | HeatPumpControllerDHW | building_name | BUI1
2026-07-31 12:42:32 UTC | hp02_05_CH_ZUESTA | hp02 | 05_CH | ZUESTA | component | HeatPumpControllerDHW | name | HeatPumpControllerDHW
2026-07-31 12:42:32 UTC | hp02_05_CH_ZUESTA | hp02 | 05_CH | ZUESTA | component | HeatPumpControllerDHW | t_min_dhw_storage_in_celsius | 4
2026-07-31 12:42:32 UTC | hp02_05_CH_ZUESTA | hp02 | 05_CH | ZUESTA | component | HeatPumpControllerDHW | t_max_dhw_storage_in_celsius | 6
2026-07-31 12:42:32 UTC | hp02_05_CH_ZUESTA | hp02 | 05_CH | ZUESTA | component | HeatPumpControllerDHW | thermalpower_dhw_is_constant | false
2026-07-31 12:42:32 UTC | hp02_05_CH_ZUESTA | hp02 | 05_CH | ZUESTA | component | HeatPumpControllerDHW | p_th_max_dhw_in_watt | 5000
2026-07-31 12:42:32 UTC | hp02_05_CH_ZUESTA | hp02 | 05_CH | ZUESTA | heat_generator | HeatPumpHPLib | set_thermal_output_power_in_watt | 7420
2026-07-31 12:42:32 UTC | hp02_05_CH_ZUESTA | hp02 | 05_CH | ZUESTA | heat_generator | HeatPumpHPLib | flow_temperature_in_celsius | 35
2026-07-31 12:42:32 UTC | hp02_05_CH_ZUESTA | hp02 | 05_CH | ZUESTA | heat_generator | HeatPumpHPLib | heating_reference_temperature_in_celsius | -7
2026-07-31 12:42:32 UTC | hp02_05_CH_ZUESTA | hp02 | 05_CH | ZUESTA | heat_generator | HeatPumpHPLib | with_domestic_hot_water_preparation | true
2026-07-31 12:42:32 UTC | hp02_05_CH_ZUESTA | hp02 | 05_CH | ZUESTA | heat_generator | HeatPumpHPLib | minimum_running_time_in_seconds | 14400
2026-07-31 12:42:32 UTC | hp02_05_CH_ZUESTA | hp02 | 05_CH | ZUESTA | heat_generator | HeatPumpHPLib | minimum_idle_time_in_seconds | 900
2026-07-31 12:42:32 UTC | hp02_05_CH_ZUESTA | hp02 | 05_CH | ZUESTA | heat_generator | HeatPumpHPLib | group_id | 1
2026-07-31 12:42:32 UTC | hp02_05_CH_ZUESTA | hp02 | 05_CH | ZUESTA | component | HeatGeneratorTotalThermalPower | building_name | BUI1
2026-07-31 12:42:32 UTC | hp02_05_CH_ZUESTA | hp02 | 05_CH | ZUESTA | component | HeatGeneratorTotalThermalPower | name | HeatGeneratorTotalThermalPower
2026-07-31 12:42:32 UTC | hp02_05_CH_ZUESTA | hp02 | 05_CH | ZUESTA | component | HeatGeneratorTotalThermalPower | loadtype | LoadTypes.ANY
2026-07-31 12:42:32 UTC | hp02_05_CH_ZUESTA | hp02 | 05_CH | ZUESTA | component | HeatGeneratorTotalThermalPower | unit | Units.WATT
2026-07-31 12:42:32 UTC | hp02_05_CH_ZUESTA | hp02 | 05_CH | ZUESTA | component | HeatGeneratorPlantDhwThermalPower | building_name | BUI1
2026-07-31 12:42:32 UTC | hp02_05_CH_ZUESTA | hp02 | 05_CH | ZUESTA | component | HeatGeneratorPlantDhwThermalPower | name | HeatGeneratorPlantDhwThermalPower
2026-07-31 12:42:32 UTC | hp02_05_CH_ZUESTA | hp02 | 05_CH | ZUESTA | component | HeatGeneratorPlantDhwThermalPower | loadtype | LoadTypes.ANY
2026-07-31 12:42:32 UTC | hp02_05_CH_ZUESTA | hp02 | 05_CH | ZUESTA | component | HeatGeneratorPlantDhwThermalPower | unit | Units.WATT
2026-07-31 12:42:32 UTC | hp02_05_CH_ZUESTA | hp02 | 05_CH | ZUESTA | component | SolarDhwThermalPower | building_name | BUI1
2026-07-31 12:42:32 UTC | hp02_05_CH_ZUESTA | hp02 | 05_CH | ZUESTA | component | SolarDhwThermalPower | name | SolarDhwThermalPower
2026-07-31 12:42:32 UTC | hp02_05_CH_ZUESTA | hp02 | 05_CH | ZUESTA | component | SolarDhwThermalPower | value_watt
2026-07-31 12:42:32 UTC | hp02_05_CH_ZUESTA | hp02 | 05_CH | ZUESTA | component | SolarDhwThermalPower | loadtype | LoadTypes.ANY
2026-07-31 12:42:32 UTC | hp02_05_CH_ZUESTA | hp02 | 05_CH | ZUESTA | component | SolarDhwThermalPower | unit | Units.WATT
2026-07-31 12:42:32 UTC | hp02_05_CH_ZUESTA | hp02 | 05_CH | ZUESTA | component | FlexibilityPotential | building_name | BUI1
2026-07-31 12:42:32 UTC | hp02_05_CH_ZUESTA | hp02 | 05_CH | ZUESTA | component | FlexibilityPotential | name | FlexibilityPotential
2026-07-31 12:42:32 UTC | hp02_05_CH_ZUESTA | hp02 | 05_CH | ZUESTA | component | FlexibilityPotential | fallback_heating_cop | 1
2026-07-31 12:42:32 UTC | hp02_05_CH_ZUESTA | hp02 | 05_CH | ZUESTA | component | FlexibilityPotential | fallback_cooling_eer
2026-07-31 12:42:32 UTC | hp02_06_CH_ZUESTA | hp02 | 06_CH | ZUESTA | simulation | SimulationParameters | year | 2050
2026-07-31 12:42:32 UTC | hp02_06_CH_ZUESTA | hp02 | 06_CH | ZUESTA | simulation | SimulationParameters | seconds_per_timestep | 9 | s
2026-07-31 12:42:32 UTC | hp02_06_CH_ZUESTA | hp02 | 06_CH | ZUESTA | simulation | SimulationParameters | country | CH
2026-07-31 12:42:32 UTC | hp02_06_CH_ZUESTA | hp02 | 06_CH | ZUESTA | cli | cli_overrides | ARCH | 06_CH
2026-07-31 12:42:32 UTC | hp02_06_CH_ZUESTA | hp02 | 06_CH | ZUESTA | cli | cli_overrides | WEATHER | ZUESTA
2026-07-31 12:42:32 UTC | hp02_06_CH_ZUESTA | hp02 | 06_CH | ZUESTA | cli | cli_overrides | TIME_HORIZON | future
2026-07-31 12:42:32 UTC | hp02_06_CH_ZUESTA | hp02 | 06_CH | ZUESTA | cli | cli_overrides | SCENARIO | none
2026-07-31 12:42:32 UTC | hp02_06_CH_ZUESTA | hp02 | 06_CH | ZUESTA | cli | cli_overrides | OCC | SIA2024
2026-07-31 12:42:32 UTC | hp02_06_CH_ZUESTA | hp02 | 06_CH | ZUESTA | cli | cli_overrides | HEATGEN_SIZING | IDEAL_LOOKUP
2026-07-31 12:42:32 UTC | hp02_06_CH_ZUESTA | hp02 | 06_CH | ZUESTA | cli | cli_overrides | HP_MODEL | ROTEX Heating Systems GmbH / HPSU compact 508
2026-07-31 12:42:32 UTC | hp02_06_CH_ZUESTA | hp02 | 06_CH | ZUESTA | cli | cli_overrides | HP_NOMINAL_POWER_W | 5510
2026-07-31 12:42:32 UTC | hp02_06_CH_ZUESTA | hp02 | 06_CH | ZUESTA | cli | cli_overrides | HP_SHARE_OF_IDEAL | 0.8
2026-07-31 12:42:32 UTC | hp02_06_CH_ZUESTA | hp02 | 06_CH | ZUESTA | internal_loads | SIA2024Occupancy | conditioned_floor_area_in_m2 | 198
2026-07-31 12:42:32 UTC | hp02_06_CH_ZUESTA | hp02 | 06_CH | ZUESTA | internal_loads | SIA2024Occupancy | appliances_load_w_per_m2 | 1
2026-07-31 12:42:32 UTC | hp02_06_CH_ZUESTA | hp02 | 06_CH | ZUESTA | internal_loads | SIA2024Occupancy | lighting_load_w_per_m2 | 3
2026-07-31 12:42:32 UTC | hp02_06_CH_ZUESTA | hp02 | 06_CH | ZUESTA | internal_loads | SIA2024Occupancy | lighting_annual_full_load_hours | 846
2026-07-31 12:42:32 UTC | hp02_06_CH_ZUESTA | hp02 | 06_CH | ZUESTA | internal_loads | SIA2024Occupancy | appliances_yearly_utilization_per_month | 0.7995
2026-07-31 12:42:32 UTC | hp02_06_CH_ZUESTA | hp02 | 06_CH | ZUESTA | weather | Weather | source_path | C:\Users\het\HiSim\hisim\inputs\weather\custom_csv\Zurich\NABZUE_2060_RCP85_DRY.csv
2026-07-31 12:42:32 UTC | hp02_06_CH_ZUESTA | hp02 | 06_CH | ZUESTA | weather | Weather | location | Zurich
2026-07-31 12:42:32 UTC | hp02_06_CH_ZUESTA | hp02 | 06_CH | ZUESTA | weather | Weather | name | Weather
2026-07-31 12:42:32 UTC | hp02_06_CH_ZUESTA | hp02 | 06_CH | ZUESTA | component | ElectricityMeter | building_name | BUI1
2026-07-31 12:42:32 UTC | hp02_06_CH_ZUESTA | hp02 | 06_CH | ZUESTA | component | ElectricityMeter | name | ElectricityMeter
2026-07-31 12:42:32 UTC | hp02_06_CH_ZUESTA | hp02 | 06_CH | ZUESTA | building | Building | building_name | 1981_1990
2026-07-31 12:42:32 UTC | hp02_06_CH_ZUESTA | hp02 | 06_CH | ZUESTA | building | Building | building_code | AT.N.SFH.05.Gen.ReEx.001.002
2026-07-31 12:42:32 UTC | hp02_06_CH_ZUESTA | hp02 | 06_CH | ZUESTA | building | Building | building_heat_capacity_class | medium
2026-07-31 12:42:32 UTC | hp02_06_CH_ZUESTA | hp02 | 06_CH | ZUESTA | building | Building | absolute_conditioned_floor_area_in_m2 | 198
2026-07-31 12:42:32 UTC | hp02_06_CH_ZUESTA | hp02 | 06_CH | ZUESTA | building | Building | heating_reference_temperature_in_celsius | -8
2026-07-31 12:42:32 UTC | hp02_06_CH_ZUESTA | hp02 | 06_CH | ZUESTA | building | Building | floor_u_value_in_watt_per_m2_per_kelvin | 0.61
2026-07-31 12:42:32 UTC | hp02_06_CH_ZUESTA | hp02 | 06_CH | ZUESTA | building | Building | floor_area_in_m2 | 88.2
2026-07-31 12:42:32 UTC | hp02_06_CH_ZUESTA | hp02 | 06_CH | ZUESTA | building | Building | facade_u_value_in_watt_per_m2_per_kelvin | 0.4
2026-07-31 12:42:32 UTC | hp02_06_CH_ZUESTA | hp02 | 06_CH | ZUESTA | building | Building | facade_area_in_m2 | 160.2
2026-07-31 12:42:32 UTC | hp02_06_CH_ZUESTA | hp02 | 06_CH | ZUESTA | building | Building | roof_u_value_in_watt_per_m2_per_kelvin | 0.36
2026-07-31 12:42:32 UTC | hp02_06_CH_ZUESTA | hp02 | 06_CH | ZUESTA | building | Building | roof_area_in_m2 | 103.2
2026-07-31 12:42:32 UTC | hp02_06_CH_ZUESTA | hp02 | 06_CH | ZUESTA | building | Building | window_u_value_in_watt_per_m2_per_kelvin | 1.9
2026-07-31 12:42:32 UTC | hp02_06_CH_ZUESTA | hp02 | 06_CH | ZUESTA | building | Building | window_area_in_m2 | 31.68
2026-07-31 12:42:32 UTC | hp02_06_CH_ZUESTA | hp02 | 06_CH | ZUESTA | building | Building | door_u_value_in_watt_per_m2_per_kelvin
2026-07-31 12:42:32 UTC | hp02_06_CH_ZUESTA | hp02 | 06_CH | ZUESTA | building | Building | door_area_in_m2
2026-07-31 12:42:32 UTC | hp02_06_CH_ZUESTA | hp02 | 06_CH | ZUESTA | building | Building | set_heating_temperature_in_celsius | 20.5
2026-07-31 12:42:32 UTC | hp02_06_CH_ZUESTA | hp02 | 06_CH | ZUESTA | building | Building | set_cooling_temperature_in_celsius | 25
2026-07-31 12:42:32 UTC | hp02_06_CH_ZUESTA | hp02 | 06_CH | ZUESTA | building | Building | natural_ventilation_m3_per_h_per_person | 29
2026-07-31 12:42:32 UTC | hp02_06_CH_ZUESTA | hp02 | 06_CH | ZUESTA | building | Building | sia_natural_ventilation_m3_per_h_per_m2 | 0.6
2026-07-31 12:42:32 UTC | hp02_06_CH_ZUESTA | hp02 | 06_CH | ZUESTA | building | Building | swiss_infiltration_rate_per_h | 0.15
2026-07-31 12:42:32 UTC | hp02_06_CH_ZUESTA | hp02 | 06_CH | ZUESTA | building | Building | heating_demand_mode | iso13790
2026-07-31 12:42:32 UTC | hp02_06_CH_ZUESTA | hp02 | 06_CH | ZUESTA | building | Building | operative_heating_proportional_band_in_celsius | 1
2026-07-31 12:42:32 UTC | hp02_06_CH_ZUESTA | hp02 | 06_CH | ZUESTA | building | Building | operative_heating_proportional_gain | 1
2026-07-31 12:42:32 UTC | hp02_06_CH_ZUESTA | hp02 | 06_CH | ZUESTA | building | Building | control_comfort_lower_bound_shift_in_celsius
2026-07-31 12:42:32 UTC | hp02_06_CH_ZUESTA | hp02 | 06_CH | ZUESTA | building | Building | comfort_aware_seasonal_heating_gate | true
2026-07-31 12:42:32 UTC | hp02_06_CH_ZUESTA | hp02 | 06_CH | ZUESTA | component | StrictComfortDemandController | building_name | BUI1
2026-07-31 12:42:32 UTC | hp02_06_CH_ZUESTA | hp02 | 06_CH | ZUESTA | component | StrictComfortDemandController | name | StrictComfortDemandController
2026-07-31 12:42:32 UTC | hp02_06_CH_ZUESTA | hp02 | 06_CH | ZUESTA | component | StrictComfortDemandController | temperature_air_heating_in_celsius | 20.5
2026-07-31 12:42:32 UTC | hp02_06_CH_ZUESTA | hp02 | 06_CH | ZUESTA | component | StrictComfortDemandController | temperature_air_cooling_in_celsius | 24
2026-07-31 12:42:32 UTC | hp02_06_CH_ZUESTA | hp02 | 06_CH | ZUESTA | component | StrictComfortDemandController | offset | 0.5
2026-07-31 12:42:32 UTC | hp02_06_CH_ZUESTA | hp02 | 06_CH | ZUESTA | component | StrictComfortDemandController | mode | 2
2026-07-31 12:42:32 UTC | hp02_06_CH_ZUESTA | hp02 | 06_CH | ZUESTA | component | StrictComfortDemandController | use_adaptive_comfort_band | true
2026-07-31 12:42:32 UTC | hp02_06_CH_ZUESTA | hp02 | 06_CH | ZUESTA | component | StrictComfortDemandController | control_strategy | strict_comfort_band_v1
2026-07-31 12:42:32 UTC | hp02_06_CH_ZUESTA | hp02 | 06_CH | ZUESTA | component | StrictComfortDemandController | comfort_band_inner_offset_in_celsius | 0.5
2026-07-31 12:42:32 UTC | hp02_06_CH_ZUESTA | hp02 | 06_CH | ZUESTA | component | StrictComfortDemandController | comfort_band_inner_offset_lower_in_celsius | 1
2026-07-31 12:42:32 UTC | hp02_06_CH_ZUESTA | hp02 | 06_CH | ZUESTA | component | StrictComfortDemandController | comfort_band_inner_offset_upper_in_celsius | 0.5
2026-07-31 12:42:32 UTC | hp02_06_CH_ZUESTA | hp02 | 06_CH | ZUESTA | component | StrictComfortDemandController | heating_disabled_above_running_mean_outdoor_temperature_in_celsius | 18
2026-07-31 12:42:32 UTC | hp02_06_CH_ZUESTA | hp02 | 06_CH | ZUESTA | component | StrictComfortDemandController | cooling_enabled_above_running_mean_outdoor_temperature_in_celsius | 22
2026-07-31 12:42:32 UTC | hp02_06_CH_ZUESTA | hp02 | 06_CH | ZUESTA | component | ComfortBandHeatingDemand | building_name | BUI1
2026-07-31 12:42:32 UTC | hp02_06_CH_ZUESTA | hp02 | 06_CH | ZUESTA | component | ComfortBandHeatingDemand | name | ComfortBandHeatingDemand
2026-07-31 12:42:32 UTC | hp02_06_CH_ZUESTA | hp02 | 06_CH | ZUESTA | component | ComfortBandHeatingDemand | max_heating_power_in_watt | 7683.01
2026-07-31 12:42:32 UTC | hp02_06_CH_ZUESTA | hp02 | 06_CH | ZUESTA | component | ComfortBandHeatingDemand | proportional_gain_in_watt_per_kelvin | 15366
2026-07-31 12:42:32 UTC | hp02_06_CH_ZUESTA | hp02 | 06_CH | ZUESTA | component | StrictComfortSetpointModifier | building_name | BUI1
2026-07-31 12:42:32 UTC | hp02_06_CH_ZUESTA | hp02 | 06_CH | ZUESTA | component | StrictComfortSetpointModifier | name | StrictComfortSetpointModifier
2026-07-31 12:42:32 UTC | hp02_06_CH_ZUESTA | hp02 | 06_CH | ZUESTA | component | StrictComfortSetpointModifier | base_heating_setpoint_in_celsius | 20.5
2026-07-31 12:42:32 UTC | hp02_06_CH_ZUESTA | hp02 | 06_CH | ZUESTA | component | StrictComfortSetpointModifier | recovery_gain | 5
2026-07-31 12:42:32 UTC | hp02_06_CH_ZUESTA | hp02 | 06_CH | ZUESTA | component | StrictComfortSetpointModifier | max_recovery_boost_in_celsius | 5
2026-07-31 12:42:32 UTC | hp02_06_CH_ZUESTA | hp02 | 06_CH | ZUESTA | component | StrictComfortSetpointModifier | clamp_min_modifier_in_celsius
2026-07-31 12:42:32 UTC | hp02_06_CH_ZUESTA | hp02 | 06_CH | ZUESTA | component | StrictComfortSetpointModifier | clamp_max_modifier_in_celsius | 15
2026-07-31 12:42:32 UTC | hp02_06_CH_ZUESTA | hp02 | 06_CH | ZUESTA | component | TotalThermalBuildingDemand | building_name | BUI1
2026-07-31 12:42:32 UTC | hp02_06_CH_ZUESTA | hp02 | 06_CH | ZUESTA | component | TotalThermalBuildingDemand | name | TotalThermalBuildingDemand
2026-07-31 12:42:32 UTC | hp02_06_CH_ZUESTA | hp02 | 06_CH | ZUESTA | component | TotalThermalBuildingDemand | loadtype | LoadTypes.ANY
2026-07-31 12:42:32 UTC | hp02_06_CH_ZUESTA | hp02 | 06_CH | ZUESTA | component | TotalThermalBuildingDemand | unit | Units.WATT
2026-07-31 12:42:32 UTC | hp02_06_CH_ZUESTA | hp02 | 06_CH | ZUESTA | component | HeatDistributionController | building_name | BUI1
2026-07-31 12:42:32 UTC | hp02_06_CH_ZUESTA | hp02 | 06_CH | ZUESTA | component | HeatDistributionController | name | HeatDistributionController
2026-07-31 12:42:32 UTC | hp02_06_CH_ZUESTA | hp02 | 06_CH | ZUESTA | component | HeatDistributionController | heating_system | HeatDistributionSystemType.FLOORHEATING
2026-07-31 12:42:32 UTC | hp02_06_CH_ZUESTA | hp02 | 06_CH | ZUESTA | component | HeatDistributionController | set_heating_threshold_outside_temperature_in_celsius | 16
2026-07-31 12:42:32 UTC | hp02_06_CH_ZUESTA | hp02 | 06_CH | ZUESTA | component | HeatDistributionController | heating_reference_temperature_in_celsius | -8
2026-07-31 12:42:32 UTC | hp02_06_CH_ZUESTA | hp02 | 06_CH | ZUESTA | component | HeatDistributionController | set_heating_temperature_for_building_in_celsius | 20.5
2026-07-31 12:42:32 UTC | hp02_06_CH_ZUESTA | hp02 | 06_CH | ZUESTA | component | HeatDistributionController | set_cooling_temperature_for_building_in_celsius | 25
2026-07-31 12:42:32 UTC | hp02_06_CH_ZUESTA | hp02 | 06_CH | ZUESTA | component | HeatDistributionController | heating_load_of_building_in_watt | 7683.01
2026-07-31 12:42:32 UTC | hp02_06_CH_ZUESTA | hp02 | 06_CH | ZUESTA | heat_distribution | HeatDistributionSystem | absolute_conditioned_floor_area_in_m2 | 198
2026-07-31 12:42:32 UTC | hp02_06_CH_ZUESTA | hp02 | 06_CH | ZUESTA | thermal_storage | SimpleHotWaterStorage | volume_heating_water_storage_in_liter | 384.1
2026-07-31 12:42:32 UTC | hp02_06_CH_ZUESTA | hp02 | 06_CH | ZUESTA | component | BufferRemainingCapacity60C | building_name | BUI1
2026-07-31 12:42:32 UTC | hp02_06_CH_ZUESTA | hp02 | 06_CH | ZUESTA | component | BufferRemainingCapacity60C | name | BufferRemainingCapacity60C
2026-07-31 12:42:32 UTC | hp02_06_CH_ZUESTA | hp02 | 06_CH | ZUESTA | component | BufferRemainingCapacity60C | volume_heating_water_storage_in_liter | 384.1
2026-07-31 12:42:32 UTC | hp02_06_CH_ZUESTA | hp02 | 06_CH | ZUESTA | component | BufferRemainingCapacity60C | max_temperature_in_celsius | 6
2026-07-31 12:42:32 UTC | hp02_06_CH_ZUESTA | hp02 | 06_CH | ZUESTA | component | BufferRemainingCapacity60C | water_density_kg_per_liter | 0.992
2026-07-31 12:42:32 UTC | hp02_06_CH_ZUESTA | hp02 | 06_CH | ZUESTA | component | BufferRemainingCapacity60C | water_specific_heat_capacity_j_per_kg_per_k | 4180
2026-07-31 12:42:32 UTC | hp02_06_CH_ZUESTA | hp02 | 06_CH | ZUESTA | component | HeatPumpControllerSH | building_name | BUI1
2026-07-31 12:42:32 UTC | hp02_06_CH_ZUESTA | hp02 | 06_CH | ZUESTA | component | HeatPumpControllerSH | name | HeatPumpControllerSH
2026-07-31 12:42:32 UTC | hp02_06_CH_ZUESTA | hp02 | 06_CH | ZUESTA | component | HeatPumpControllerSH | mode | 2
2026-07-31 12:42:32 UTC | hp02_06_CH_ZUESTA | hp02 | 06_CH | ZUESTA | component | HeatPumpControllerSH | set_heating_threshold_outside_temperature_in_celsius | 16
2026-07-31 12:42:32 UTC | hp02_06_CH_ZUESTA | hp02 | 06_CH | ZUESTA | component | HeatPumpControllerSH | set_cooling_threshold_outside_temperature_in_celsius | 22
2026-07-31 12:42:32 UTC | hp02_06_CH_ZUESTA | hp02 | 06_CH | ZUESTA | component | HeatPumpControllerSH | upper_temperature_offset_for_state_conditions_in_celsius | 1
2026-07-31 12:42:32 UTC | hp02_06_CH_ZUESTA | hp02 | 06_CH | ZUESTA | component | HeatPumpControllerSH | lower_temperature_offset_for_state_conditions_in_celsius | 1
2026-07-31 12:42:32 UTC | hp02_06_CH_ZUESTA | hp02 | 06_CH | ZUESTA | component | HeatPumpControllerSH | heat_distribution_system_type | HeatDistributionSystemType.FLOORHEATING
2026-07-31 12:42:32 UTC | hp02_06_CH_ZUESTA | hp02 | 06_CH | ZUESTA | component | HeatPumpControllerDHW | building_name | BUI1
2026-07-31 12:42:32 UTC | hp02_06_CH_ZUESTA | hp02 | 06_CH | ZUESTA | component | HeatPumpControllerDHW | name | HeatPumpControllerDHW
2026-07-31 12:42:32 UTC | hp02_06_CH_ZUESTA | hp02 | 06_CH | ZUESTA | component | HeatPumpControllerDHW | t_min_dhw_storage_in_celsius | 4
2026-07-31 12:42:32 UTC | hp02_06_CH_ZUESTA | hp02 | 06_CH | ZUESTA | component | HeatPumpControllerDHW | t_max_dhw_storage_in_celsius | 6
2026-07-31 12:42:32 UTC | hp02_06_CH_ZUESTA | hp02 | 06_CH | ZUESTA | component | HeatPumpControllerDHW | thermalpower_dhw_is_constant | false
2026-07-31 12:42:32 UTC | hp02_06_CH_ZUESTA | hp02 | 06_CH | ZUESTA | component | HeatPumpControllerDHW | p_th_max_dhw_in_watt | 5000
2026-07-31 12:42:32 UTC | hp02_06_CH_ZUESTA | hp02 | 06_CH | ZUESTA | heat_generator | HeatPumpHPLib | set_thermal_output_power_in_watt | 5510
2026-07-31 12:42:32 UTC | hp02_06_CH_ZUESTA | hp02 | 06_CH | ZUESTA | heat_generator | HeatPumpHPLib | flow_temperature_in_celsius | 35
2026-07-31 12:42:32 UTC | hp02_06_CH_ZUESTA | hp02 | 06_CH | ZUESTA | heat_generator | HeatPumpHPLib | heating_reference_temperature_in_celsius | -7
2026-07-31 12:42:32 UTC | hp02_06_CH_ZUESTA | hp02 | 06_CH | ZUESTA | heat_generator | HeatPumpHPLib | with_domestic_hot_water_preparation | true
2026-07-31 12:42:32 UTC | hp02_06_CH_ZUESTA | hp02 | 06_CH | ZUESTA | heat_generator | HeatPumpHPLib | minimum_running_time_in_seconds | 14400
2026-07-31 12:42:32 UTC | hp02_06_CH_ZUESTA | hp02 | 06_CH | ZUESTA | heat_generator | HeatPumpHPLib | minimum_idle_time_in_seconds | 900
2026-07-31 12:42:32 UTC | hp02_06_CH_ZUESTA | hp02 | 06_CH | ZUESTA | heat_generator | HeatPumpHPLib | group_id | 1
2026-07-31 12:42:32 UTC | hp02_06_CH_ZUESTA | hp02 | 06_CH | ZUESTA | component | HeatGeneratorTotalThermalPower | building_name | BUI1
2026-07-31 12:42:32 UTC | hp02_06_CH_ZUESTA | hp02 | 06_CH | ZUESTA | component | HeatGeneratorTotalThermalPower | name | HeatGeneratorTotalThermalPower
2026-07-31 12:42:32 UTC | hp02_06_CH_ZUESTA | hp02 | 06_CH | ZUESTA | component | HeatGeneratorTotalThermalPower | loadtype | LoadTypes.ANY
2026-07-31 12:42:32 UTC | hp02_06_CH_ZUESTA | hp02 | 06_CH | ZUESTA | component | HeatGeneratorTotalThermalPower | unit | Units.WATT
2026-07-31 12:42:32 UTC | hp02_06_CH_ZUESTA | hp02 | 06_CH | ZUESTA | component | HeatGeneratorPlantDhwThermalPower | building_name | BUI1
2026-07-31 12:42:32 UTC | hp02_06_CH_ZUESTA | hp02 | 06_CH | ZUESTA | component | HeatGeneratorPlantDhwThermalPower | name | HeatGeneratorPlantDhwThermalPower
2026-07-31 12:42:32 UTC | hp02_06_CH_ZUESTA | hp02 | 06_CH | ZUESTA | component | HeatGeneratorPlantDhwThermalPower | loadtype | LoadTypes.ANY
2026-07-31 12:42:32 UTC | hp02_06_CH_ZUESTA | hp02 | 06_CH | ZUESTA | component | HeatGeneratorPlantDhwThermalPower | unit | Units.WATT
2026-07-31 12:42:32 UTC | hp02_06_CH_ZUESTA | hp02 | 06_CH | ZUESTA | component | SolarDhwThermalPower | building_name | BUI1
2026-07-31 12:42:32 UTC | hp02_06_CH_ZUESTA | hp02 | 06_CH | ZUESTA | component | SolarDhwThermalPower | name | SolarDhwThermalPower
2026-07-31 12:42:32 UTC | hp02_06_CH_ZUESTA | hp02 | 06_CH | ZUESTA | component | SolarDhwThermalPower | value_watt
2026-07-31 12:42:32 UTC | hp02_06_CH_ZUESTA | hp02 | 06_CH | ZUESTA | component | SolarDhwThermalPower | loadtype | LoadTypes.ANY
2026-07-31 12:42:32 UTC | hp02_06_CH_ZUESTA | hp02 | 06_CH | ZUESTA | component | SolarDhwThermalPower | unit | Units.WATT
2026-07-31 12:42:32 UTC | hp02_06_CH_ZUESTA | hp02 | 06_CH | ZUESTA | component | FlexibilityPotential | building_name | BUI1
2026-07-31 12:42:32 UTC | hp02_06_CH_ZUESTA | hp02 | 06_CH | ZUESTA | component | FlexibilityPotential | name | FlexibilityPotential
2026-07-31 12:42:32 UTC | hp02_06_CH_ZUESTA | hp02 | 06_CH | ZUESTA | component | FlexibilityPotential | fallback_heating_cop | 1
2026-07-31 12:42:32 UTC | hp02_06_CH_ZUESTA | hp02 | 06_CH | ZUESTA | component | FlexibilityPotential | fallback_cooling_eer
2026-07-31 12:42:32 UTC | hp02_07_CH_ZUESTA | hp02 | 07_CH | ZUESTA | simulation | SimulationParameters | year | 2050
2026-07-31 12:42:32 UTC | hp02_07_CH_ZUESTA | hp02 | 07_CH | ZUESTA | simulation | SimulationParameters | seconds_per_timestep | 9 | s
2026-07-31 12:42:32 UTC | hp02_07_CH_ZUESTA | hp02 | 07_CH | ZUESTA | simulation | SimulationParameters | country | CH
2026-07-31 12:42:32 UTC | hp02_07_CH_ZUESTA | hp02 | 07_CH | ZUESTA | cli | cli_overrides | ARCH | 07_CH
2026-07-31 12:42:32 UTC | hp02_07_CH_ZUESTA | hp02 | 07_CH | ZUESTA | cli | cli_overrides | WEATHER | ZUESTA
2026-07-31 12:42:32 UTC | hp02_07_CH_ZUESTA | hp02 | 07_CH | ZUESTA | cli | cli_overrides | TIME_HORIZON | future
2026-07-31 12:42:32 UTC | hp02_07_CH_ZUESTA | hp02 | 07_CH | ZUESTA | cli | cli_overrides | SCENARIO | none
2026-07-31 12:42:32 UTC | hp02_07_CH_ZUESTA | hp02 | 07_CH | ZUESTA | cli | cli_overrides | OCC | SIA2024
2026-07-31 12:42:32 UTC | hp02_07_CH_ZUESTA | hp02 | 07_CH | ZUESTA | cli | cli_overrides | HEATGEN_SIZING | IDEAL_LOOKUP
2026-07-31 12:42:32 UTC | hp02_07_CH_ZUESTA | hp02 | 07_CH | ZUESTA | cli | cli_overrides | HP_MODEL | ROTEX Heating Systems GmbH / HPSU compact 508
2026-07-31 12:42:32 UTC | hp02_07_CH_ZUESTA | hp02 | 07_CH | ZUESTA | cli | cli_overrides | HP_NOMINAL_POWER_W | 5510
2026-07-31 12:42:32 UTC | hp02_07_CH_ZUESTA | hp02 | 07_CH | ZUESTA | cli | cli_overrides | HP_SHARE_OF_IDEAL | 0.8
2026-07-31 12:42:32 UTC | hp02_07_CH_ZUESTA | hp02 | 07_CH | ZUESTA | internal_loads | SIA2024Occupancy | conditioned_floor_area_in_m2 | 199
2026-07-31 12:42:32 UTC | hp02_07_CH_ZUESTA | hp02 | 07_CH | ZUESTA | internal_loads | SIA2024Occupancy | appliances_load_w_per_m2 | 1
2026-07-31 12:42:32 UTC | hp02_07_CH_ZUESTA | hp02 | 07_CH | ZUESTA | internal_loads | SIA2024Occupancy | lighting_load_w_per_m2 | 3
2026-07-31 12:42:32 UTC | hp02_07_CH_ZUESTA | hp02 | 07_CH | ZUESTA | internal_loads | SIA2024Occupancy | lighting_annual_full_load_hours | 846
2026-07-31 12:42:32 UTC | hp02_07_CH_ZUESTA | hp02 | 07_CH | ZUESTA | internal_loads | SIA2024Occupancy | appliances_yearly_utilization_per_month | 0.7995
2026-07-31 12:42:32 UTC | hp02_07_CH_ZUESTA | hp02 | 07_CH | ZUESTA | weather | Weather | source_path | C:\Users\het\HiSim\hisim\inputs\weather\custom_csv\Zurich\NABZUE_2060_RCP85_DRY.csv
2026-07-31 12:42:32 UTC | hp02_07_CH_ZUESTA | hp02 | 07_CH | ZUESTA | weather | Weather | location | Zurich
2026-07-31 12:42:32 UTC | hp02_07_CH_ZUESTA | hp02 | 07_CH | ZUESTA | weather | Weather | name | Weather
2026-07-31 12:42:32 UTC | hp02_07_CH_ZUESTA | hp02 | 07_CH | ZUESTA | component | ElectricityMeter | building_name | BUI1
2026-07-31 12:42:32 UTC | hp02_07_CH_ZUESTA | hp02 | 07_CH | ZUESTA | component | ElectricityMeter | name | ElectricityMeter
2026-07-31 12:42:32 UTC | hp02_07_CH_ZUESTA | hp02 | 07_CH | ZUESTA | building | Building | building_name | 1991_2000
2026-07-31 12:42:32 UTC | hp02_07_CH_ZUESTA | hp02 | 07_CH | ZUESTA | building | Building | building_code | AT.N.SFH.06.Gen.ReEx.001.002
2026-07-31 12:42:32 UTC | hp02_07_CH_ZUESTA | hp02 | 07_CH | ZUESTA | building | Building | building_heat_capacity_class | heavy
2026-07-31 12:42:32 UTC | hp02_07_CH_ZUESTA | hp02 | 07_CH | ZUESTA | building | Building | absolute_conditioned_floor_area_in_m2 | 199
2026-07-31 12:42:32 UTC | hp02_07_CH_ZUESTA | hp02 | 07_CH | ZUESTA | building | Building | heating_reference_temperature_in_celsius | -8
2026-07-31 12:42:32 UTC | hp02_07_CH_ZUESTA | hp02 | 07_CH | ZUESTA | building | Building | floor_u_value_in_watt_per_m2_per_kelvin | 0.55
2026-07-31 12:42:32 UTC | hp02_07_CH_ZUESTA | hp02 | 07_CH | ZUESTA | building | Building | floor_area_in_m2 | 81
2026-07-31 12:42:32 UTC | hp02_07_CH_ZUESTA | hp02 | 07_CH | ZUESTA | building | Building | facade_u_value_in_watt_per_m2_per_kelvin | 0.35
2026-07-31 12:42:32 UTC | hp02_07_CH_ZUESTA | hp02 | 07_CH | ZUESTA | building | Building | facade_area_in_m2 | 164
2026-07-31 12:42:32 UTC | hp02_07_CH_ZUESTA | hp02 | 07_CH | ZUESTA | building | Building | roof_u_value_in_watt_per_m2_per_kelvin | 0.34
2026-07-31 12:42:32 UTC | hp02_07_CH_ZUESTA | hp02 | 07_CH | ZUESTA | building | Building | roof_area_in_m2 | 96
2026-07-31 12:42:32 UTC | hp02_07_CH_ZUESTA | hp02 | 07_CH | ZUESTA | building | Building | window_u_value_in_watt_per_m2_per_kelvin | 1.7
2026-07-31 12:42:32 UTC | hp02_07_CH_ZUESTA | hp02 | 07_CH | ZUESTA | building | Building | window_area_in_m2 | 31.84
2026-07-31 12:42:32 UTC | hp02_07_CH_ZUESTA | hp02 | 07_CH | ZUESTA | building | Building | door_u_value_in_watt_per_m2_per_kelvin
2026-07-31 12:42:32 UTC | hp02_07_CH_ZUESTA | hp02 | 07_CH | ZUESTA | building | Building | door_area_in_m2
2026-07-31 12:42:32 UTC | hp02_07_CH_ZUESTA | hp02 | 07_CH | ZUESTA | building | Building | set_heating_temperature_in_celsius | 20.5
2026-07-31 12:42:32 UTC | hp02_07_CH_ZUESTA | hp02 | 07_CH | ZUESTA | building | Building | set_cooling_temperature_in_celsius | 25
2026-07-31 12:42:32 UTC | hp02_07_CH_ZUESTA | hp02 | 07_CH | ZUESTA | building | Building | natural_ventilation_m3_per_h_per_person | 29
2026-07-31 12:42:32 UTC | hp02_07_CH_ZUESTA | hp02 | 07_CH | ZUESTA | building | Building | sia_natural_ventilation_m3_per_h_per_m2 | 0.6
2026-07-31 12:42:32 UTC | hp02_07_CH_ZUESTA | hp02 | 07_CH | ZUESTA | building | Building | swiss_infiltration_rate_per_h | 0.15
2026-07-31 12:42:32 UTC | hp02_07_CH_ZUESTA | hp02 | 07_CH | ZUESTA | building | Building | heating_demand_mode | iso13790
2026-07-31 12:42:32 UTC | hp02_07_CH_ZUESTA | hp02 | 07_CH | ZUESTA | building | Building | operative_heating_proportional_band_in_celsius | 1
2026-07-31 12:42:32 UTC | hp02_07_CH_ZUESTA | hp02 | 07_CH | ZUESTA | building | Building | operative_heating_proportional_gain | 1
2026-07-31 12:42:32 UTC | hp02_07_CH_ZUESTA | hp02 | 07_CH | ZUESTA | building | Building | control_comfort_lower_bound_shift_in_celsius
2026-07-31 12:42:32 UTC | hp02_07_CH_ZUESTA | hp02 | 07_CH | ZUESTA | building | Building | comfort_aware_seasonal_heating_gate | true
2026-07-31 12:42:32 UTC | hp02_07_CH_ZUESTA | hp02 | 07_CH | ZUESTA | component | StrictComfortDemandController | building_name | BUI1
2026-07-31 12:42:32 UTC | hp02_07_CH_ZUESTA | hp02 | 07_CH | ZUESTA | component | StrictComfortDemandController | name | StrictComfortDemandController
2026-07-31 12:42:32 UTC | hp02_07_CH_ZUESTA | hp02 | 07_CH | ZUESTA | component | StrictComfortDemandController | temperature_air_heating_in_celsius | 20.5
2026-07-31 12:42:32 UTC | hp02_07_CH_ZUESTA | hp02 | 07_CH | ZUESTA | component | StrictComfortDemandController | temperature_air_cooling_in_celsius | 24
2026-07-31 12:42:32 UTC | hp02_07_CH_ZUESTA | hp02 | 07_CH | ZUESTA | component | StrictComfortDemandController | offset | 0.5
2026-07-31 12:42:32 UTC | hp02_07_CH_ZUESTA | hp02 | 07_CH | ZUESTA | component | StrictComfortDemandController | mode | 2
2026-07-31 12:42:32 UTC | hp02_07_CH_ZUESTA | hp02 | 07_CH | ZUESTA | component | StrictComfortDemandController | use_adaptive_comfort_band | true
2026-07-31 12:42:32 UTC | hp02_07_CH_ZUESTA | hp02 | 07_CH | ZUESTA | component | StrictComfortDemandController | control_strategy | strict_comfort_band_v1
2026-07-31 12:42:32 UTC | hp02_07_CH_ZUESTA | hp02 | 07_CH | ZUESTA | component | StrictComfortDemandController | comfort_band_inner_offset_in_celsius | 0.5
2026-07-31 12:42:32 UTC | hp02_07_CH_ZUESTA | hp02 | 07_CH | ZUESTA | component | StrictComfortDemandController | comfort_band_inner_offset_lower_in_celsius | 1
2026-07-31 12:42:32 UTC | hp02_07_CH_ZUESTA | hp02 | 07_CH | ZUESTA | component | StrictComfortDemandController | comfort_band_inner_offset_upper_in_celsius | 0.5
2026-07-31 12:42:32 UTC | hp02_07_CH_ZUESTA | hp02 | 07_CH | ZUESTA | component | StrictComfortDemandController | heating_disabled_above_running_mean_outdoor_temperature_in_celsius | 18
2026-07-31 12:42:32 UTC | hp02_07_CH_ZUESTA | hp02 | 07_CH | ZUESTA | component | StrictComfortDemandController | cooling_enabled_above_running_mean_outdoor_temperature_in_celsius | 22
2026-07-31 12:42:32 UTC | hp02_07_CH_ZUESTA | hp02 | 07_CH | ZUESTA | component | ComfortBandHeatingDemand | building_name | BUI1
2026-07-31 12:42:32 UTC | hp02_07_CH_ZUESTA | hp02 | 07_CH | ZUESTA | component | ComfortBandHeatingDemand | name | ComfortBandHeatingDemand
2026-07-31 12:42:32 UTC | hp02_07_CH_ZUESTA | hp02 | 07_CH | ZUESTA | component | ComfortBandHeatingDemand | max_heating_power_in_watt | 7052.23
2026-07-31 12:42:32 UTC | hp02_07_CH_ZUESTA | hp02 | 07_CH | ZUESTA | component | ComfortBandHeatingDemand | proportional_gain_in_watt_per_kelvin | 14104.5
2026-07-31 12:42:32 UTC | hp02_07_CH_ZUESTA | hp02 | 07_CH | ZUESTA | component | StrictComfortSetpointModifier | building_name | BUI1
2026-07-31 12:42:32 UTC | hp02_07_CH_ZUESTA | hp02 | 07_CH | ZUESTA | component | StrictComfortSetpointModifier | name | StrictComfortSetpointModifier
2026-07-31 12:42:32 UTC | hp02_07_CH_ZUESTA | hp02 | 07_CH | ZUESTA | component | StrictComfortSetpointModifier | base_heating_setpoint_in_celsius | 20.5
2026-07-31 12:42:32 UTC | hp02_07_CH_ZUESTA | hp02 | 07_CH | ZUESTA | component | StrictComfortSetpointModifier | recovery_gain | 5
2026-07-31 12:42:32 UTC | hp02_07_CH_ZUESTA | hp02 | 07_CH | ZUESTA | component | StrictComfortSetpointModifier | max_recovery_boost_in_celsius | 5
2026-07-31 12:42:32 UTC | hp02_07_CH_ZUESTA | hp02 | 07_CH | ZUESTA | component | StrictComfortSetpointModifier | clamp_min_modifier_in_celsius
2026-07-31 12:42:32 UTC | hp02_07_CH_ZUESTA | hp02 | 07_CH | ZUESTA | component | StrictComfortSetpointModifier | clamp_max_modifier_in_celsius | 15
2026-07-31 12:42:32 UTC | hp02_07_CH_ZUESTA | hp02 | 07_CH | ZUESTA | component | TotalThermalBuildingDemand | building_name | BUI1
2026-07-31 12:42:32 UTC | hp02_07_CH_ZUESTA | hp02 | 07_CH | ZUESTA | component | TotalThermalBuildingDemand | name | TotalThermalBuildingDemand
2026-07-31 12:42:32 UTC | hp02_07_CH_ZUESTA | hp02 | 07_CH | ZUESTA | component | TotalThermalBuildingDemand | loadtype | LoadTypes.ANY
2026-07-31 12:42:32 UTC | hp02_07_CH_ZUESTA | hp02 | 07_CH | ZUESTA | component | TotalThermalBuildingDemand | unit | Units.WATT
2026-07-31 12:42:32 UTC | hp02_07_CH_ZUESTA | hp02 | 07_CH | ZUESTA | component | HeatDistributionController | building_name | BUI1
2026-07-31 12:42:32 UTC | hp02_07_CH_ZUESTA | hp02 | 07_CH | ZUESTA | component | HeatDistributionController | name | HeatDistributionController
2026-07-31 12:42:32 UTC | hp02_07_CH_ZUESTA | hp02 | 07_CH | ZUESTA | component | HeatDistributionController | heating_system | HeatDistributionSystemType.FLOORHEATING
2026-07-31 12:42:32 UTC | hp02_07_CH_ZUESTA | hp02 | 07_CH | ZUESTA | component | HeatDistributionController | set_heating_threshold_outside_temperature_in_celsius | 16
2026-07-31 12:42:32 UTC | hp02_07_CH_ZUESTA | hp02 | 07_CH | ZUESTA | component | HeatDistributionController | heating_reference_temperature_in_celsius | -8
2026-07-31 12:42:32 UTC | hp02_07_CH_ZUESTA | hp02 | 07_CH | ZUESTA | component | HeatDistributionController | set_heating_temperature_for_building_in_celsius | 20.5
2026-07-31 12:42:32 UTC | hp02_07_CH_ZUESTA | hp02 | 07_CH | ZUESTA | component | HeatDistributionController | set_cooling_temperature_for_building_in_celsius | 25
2026-07-31 12:42:32 UTC | hp02_07_CH_ZUESTA | hp02 | 07_CH | ZUESTA | component | HeatDistributionController | heating_load_of_building_in_watt | 7052.23
2026-07-31 12:42:32 UTC | hp02_07_CH_ZUESTA | hp02 | 07_CH | ZUESTA | heat_distribution | HeatDistributionSystem | absolute_conditioned_floor_area_in_m2 | 199
2026-07-31 12:42:32 UTC | hp02_07_CH_ZUESTA | hp02 | 07_CH | ZUESTA | thermal_storage | SimpleHotWaterStorage | volume_heating_water_storage_in_liter | 352.6
2026-07-31 12:42:32 UTC | hp02_07_CH_ZUESTA | hp02 | 07_CH | ZUESTA | component | BufferRemainingCapacity60C | building_name | BUI1
2026-07-31 12:42:32 UTC | hp02_07_CH_ZUESTA | hp02 | 07_CH | ZUESTA | component | BufferRemainingCapacity60C | name | BufferRemainingCapacity60C
2026-07-31 12:42:32 UTC | hp02_07_CH_ZUESTA | hp02 | 07_CH | ZUESTA | component | BufferRemainingCapacity60C | volume_heating_water_storage_in_liter | 352.6
2026-07-31 12:42:32 UTC | hp02_07_CH_ZUESTA | hp02 | 07_CH | ZUESTA | component | BufferRemainingCapacity60C | max_temperature_in_celsius | 6
2026-07-31 12:42:32 UTC | hp02_07_CH_ZUESTA | hp02 | 07_CH | ZUESTA | component | BufferRemainingCapacity60C | water_density_kg_per_liter | 0.992
2026-07-31 12:42:32 UTC | hp02_07_CH_ZUESTA | hp02 | 07_CH | ZUESTA | component | BufferRemainingCapacity60C | water_specific_heat_capacity_j_per_kg_per_k | 4180
2026-07-31 12:42:32 UTC | hp02_07_CH_ZUESTA | hp02 | 07_CH | ZUESTA | component | HeatPumpControllerSH | building_name | BUI1
2026-07-31 12:42:32 UTC | hp02_07_CH_ZUESTA | hp02 | 07_CH | ZUESTA | component | HeatPumpControllerSH | name | HeatPumpControllerSH
2026-07-31 12:42:32 UTC | hp02_07_CH_ZUESTA | hp02 | 07_CH | ZUESTA | component | HeatPumpControllerSH | mode | 2
2026-07-31 12:42:32 UTC | hp02_07_CH_ZUESTA | hp02 | 07_CH | ZUESTA | component | HeatPumpControllerSH | set_heating_threshold_outside_temperature_in_celsius | 16
2026-07-31 12:42:32 UTC | hp02_07_CH_ZUESTA | hp02 | 07_CH | ZUESTA | component | HeatPumpControllerSH | set_cooling_threshold_outside_temperature_in_celsius | 22
2026-07-31 12:42:32 UTC | hp02_07_CH_ZUESTA | hp02 | 07_CH | ZUESTA | component | HeatPumpControllerSH | upper_temperature_offset_for_state_conditions_in_celsius | 1
2026-07-31 12:42:32 UTC | hp02_07_CH_ZUESTA | hp02 | 07_CH | ZUESTA | component | HeatPumpControllerSH | lower_temperature_offset_for_state_conditions_in_celsius | 1
2026-07-31 12:42:32 UTC | hp02_07_CH_ZUESTA | hp02 | 07_CH | ZUESTA | component | HeatPumpControllerSH | heat_distribution_system_type | HeatDistributionSystemType.FLOORHEATING
2026-07-31 12:42:32 UTC | hp02_07_CH_ZUESTA | hp02 | 07_CH | ZUESTA | component | HeatPumpControllerDHW | building_name | BUI1
2026-07-31 12:42:32 UTC | hp02_07_CH_ZUESTA | hp02 | 07_CH | ZUESTA | component | HeatPumpControllerDHW | name | HeatPumpControllerDHW
2026-07-31 12:42:32 UTC | hp02_07_CH_ZUESTA | hp02 | 07_CH | ZUESTA | component | HeatPumpControllerDHW | t_min_dhw_storage_in_celsius | 4
2026-07-31 12:42:32 UTC | hp02_07_CH_ZUESTA | hp02 | 07_CH | ZUESTA | component | HeatPumpControllerDHW | t_max_dhw_storage_in_celsius | 6
2026-07-31 12:42:32 UTC | hp02_07_CH_ZUESTA | hp02 | 07_CH | ZUESTA | component | HeatPumpControllerDHW | thermalpower_dhw_is_constant | false
2026-07-31 12:42:32 UTC | hp02_07_CH_ZUESTA | hp02 | 07_CH | ZUESTA | component | HeatPumpControllerDHW | p_th_max_dhw_in_watt | 5000
2026-07-31 12:42:32 UTC | hp02_07_CH_ZUESTA | hp02 | 07_CH | ZUESTA | heat_generator | HeatPumpHPLib | set_thermal_output_power_in_watt | 5510
2026-07-31 12:42:32 UTC | hp02_07_CH_ZUESTA | hp02 | 07_CH | ZUESTA | heat_generator | HeatPumpHPLib | flow_temperature_in_celsius | 35
2026-07-31 12:42:32 UTC | hp02_07_CH_ZUESTA | hp02 | 07_CH | ZUESTA | heat_generator | HeatPumpHPLib | heating_reference_temperature_in_celsius | -7
2026-07-31 12:42:32 UTC | hp02_07_CH_ZUESTA | hp02 | 07_CH | ZUESTA | heat_generator | HeatPumpHPLib | with_domestic_hot_water_preparation | true
2026-07-31 12:42:32 UTC | hp02_07_CH_ZUESTA | hp02 | 07_CH | ZUESTA | heat_generator | HeatPumpHPLib | minimum_running_time_in_seconds | 14400
2026-07-31 12:42:32 UTC | hp02_07_CH_ZUESTA | hp02 | 07_CH | ZUESTA | heat_generator | HeatPumpHPLib | minimum_idle_time_in_seconds | 900
2026-07-31 12:42:32 UTC | hp02_07_CH_ZUESTA | hp02 | 07_CH | ZUESTA | heat_generator | HeatPumpHPLib | group_id | 1
2026-07-31 12:42:32 UTC | hp02_07_CH_ZUESTA | hp02 | 07_CH | ZUESTA | component | HeatGeneratorTotalThermalPower | building_name | BUI1
2026-07-31 12:42:32 UTC | hp02_07_CH_ZUESTA | hp02 | 07_CH | ZUESTA | component | HeatGeneratorTotalThermalPower | name | HeatGeneratorTotalThermalPower
2026-07-31 12:42:32 UTC | hp02_07_CH_ZUESTA | hp02 | 07_CH | ZUESTA | component | HeatGeneratorTotalThermalPower | loadtype | LoadTypes.ANY
2026-07-31 12:42:32 UTC | hp02_07_CH_ZUESTA | hp02 | 07_CH | ZUESTA | component | HeatGeneratorTotalThermalPower | unit | Units.WATT
2026-07-31 12:42:32 UTC | hp02_07_CH_ZUESTA | hp02 | 07_CH | ZUESTA | component | HeatGeneratorPlantDhwThermalPower | building_name | BUI1
2026-07-31 12:42:32 UTC | hp02_07_CH_ZUESTA | hp02 | 07_CH | ZUESTA | component | HeatGeneratorPlantDhwThermalPower | name | HeatGeneratorPlantDhwThermalPower
2026-07-31 12:42:32 UTC | hp02_07_CH_ZUESTA | hp02 | 07_CH | ZUESTA | component | HeatGeneratorPlantDhwThermalPower | loadtype | LoadTypes.ANY
2026-07-31 12:42:32 UTC | hp02_07_CH_ZUESTA | hp02 | 07_CH | ZUESTA | component | HeatGeneratorPlantDhwThermalPower | unit | Units.WATT
2026-07-31 12:42:32 UTC | hp02_07_CH_ZUESTA | hp02 | 07_CH | ZUESTA | component | SolarDhwThermalPower | building_name | BUI1
2026-07-31 12:42:32 UTC | hp02_07_CH_ZUESTA | hp02 | 07_CH | ZUESTA | component | SolarDhwThermalPower | name | SolarDhwThermalPower
2026-07-31 12:42:32 UTC | hp02_07_CH_ZUESTA | hp02 | 07_CH | ZUESTA | component | SolarDhwThermalPower | value_watt
2026-07-31 12:42:32 UTC | hp02_07_CH_ZUESTA | hp02 | 07_CH | ZUESTA | component | SolarDhwThermalPower | loadtype | LoadTypes.ANY
2026-07-31 12:42:32 UTC | hp02_07_CH_ZUESTA | hp02 | 07_CH | ZUESTA | component | SolarDhwThermalPower | unit | Units.WATT
2026-07-31 12:42:32 UTC | hp02_07_CH_ZUESTA | hp02 | 07_CH | ZUESTA | component | FlexibilityPotential | building_name | BUI1
2026-07-31 12:42:32 UTC | hp02_07_CH_ZUESTA | hp02 | 07_CH | ZUESTA | component | FlexibilityPotential | name | FlexibilityPotential
2026-07-31 12:42:32 UTC | hp02_07_CH_ZUESTA | hp02 | 07_CH | ZUESTA | component | FlexibilityPotential | fallback_heating_cop | 1
2026-07-31 12:42:32 UTC | hp02_07_CH_ZUESTA | hp02 | 07_CH | ZUESTA | component | FlexibilityPotential | fallback_cooling_eer
2026-07-31 12:42:32 UTC | hp02_08_CH_ZUESTA | hp02 | 08_CH | ZUESTA | simulation | SimulationParameters | year | 2050
2026-07-31 12:42:32 UTC | hp02_08_CH_ZUESTA | hp02 | 08_CH | ZUESTA | simulation | SimulationParameters | seconds_per_timestep | 9 | s
2026-07-31 12:42:32 UTC | hp02_08_CH_ZUESTA | hp02 | 08_CH | ZUESTA | simulation | SimulationParameters | country | CH
2026-07-31 12:42:32 UTC | hp02_08_CH_ZUESTA | hp02 | 08_CH | ZUESTA | cli | cli_overrides | ARCH | 08_CH
2026-07-31 12:42:32 UTC | hp02_08_CH_ZUESTA | hp02 | 08_CH | ZUESTA | cli | cli_overrides | WEATHER | ZUESTA
2026-07-31 12:42:32 UTC | hp02_08_CH_ZUESTA | hp02 | 08_CH | ZUESTA | cli | cli_overrides | TIME_HORIZON | future
2026-07-31 12:42:32 UTC | hp02_08_CH_ZUESTA | hp02 | 08_CH | ZUESTA | cli | cli_overrides | SCENARIO | none
2026-07-31 12:42:32 UTC | hp02_08_CH_ZUESTA | hp02 | 08_CH | ZUESTA | cli | cli_overrides | OCC | SIA2024
2026-07-31 12:42:32 UTC | hp02_08_CH_ZUESTA | hp02 | 08_CH | ZUESTA | cli | cli_overrides | HEATGEN_SIZING | IDEAL_LOOKUP
2026-07-31 12:42:32 UTC | hp02_08_CH_ZUESTA | hp02 | 08_CH | ZUESTA | cli | cli_overrides | HP_MODEL | Panasonic Deutschland / AQUAREA [WH-MDC05F3E5]
2026-07-31 12:42:32 UTC | hp02_08_CH_ZUESTA | hp02 | 08_CH | ZUESTA | cli | cli_overrides | HP_NOMINAL_POWER_W | 4750
2026-07-31 12:42:32 UTC | hp02_08_CH_ZUESTA | hp02 | 08_CH | ZUESTA | cli | cli_overrides | HP_SHARE_OF_IDEAL | 0.8
2026-07-31 12:42:32 UTC | hp02_08_CH_ZUESTA | hp02 | 08_CH | ZUESTA | internal_loads | SIA2024Occupancy | conditioned_floor_area_in_m2 | 201
2026-07-31 12:42:32 UTC | hp02_08_CH_ZUESTA | hp02 | 08_CH | ZUESTA | internal_loads | SIA2024Occupancy | appliances_load_w_per_m2 | 1
2026-07-31 12:42:32 UTC | hp02_08_CH_ZUESTA | hp02 | 08_CH | ZUESTA | internal_loads | SIA2024Occupancy | lighting_load_w_per_m2 | 3
2026-07-31 12:42:32 UTC | hp02_08_CH_ZUESTA | hp02 | 08_CH | ZUESTA | internal_loads | SIA2024Occupancy | lighting_annual_full_load_hours | 846
2026-07-31 12:42:32 UTC | hp02_08_CH_ZUESTA | hp02 | 08_CH | ZUESTA | internal_loads | SIA2024Occupancy | appliances_yearly_utilization_per_month | 0.7995
2026-07-31 12:42:32 UTC | hp02_08_CH_ZUESTA | hp02 | 08_CH | ZUESTA | weather | Weather | source_path | C:\Users\het\HiSim\hisim\inputs\weather\custom_csv\Zurich\NABZUE_2060_RCP85_DRY.csv
2026-07-31 12:42:32 UTC | hp02_08_CH_ZUESTA | hp02 | 08_CH | ZUESTA | weather | Weather | location | Zurich
2026-07-31 12:42:32 UTC | hp02_08_CH_ZUESTA | hp02 | 08_CH | ZUESTA | weather | Weather | name | Weather
2026-07-31 12:42:32 UTC | hp02_08_CH_ZUESTA | hp02 | 08_CH | ZUESTA | component | ElectricityMeter | building_name | BUI1
2026-07-31 12:42:32 UTC | hp02_08_CH_ZUESTA | hp02 | 08_CH | ZUESTA | component | ElectricityMeter | name | ElectricityMeter
2026-07-31 12:42:32 UTC | hp02_08_CH_ZUESTA | hp02 | 08_CH | ZUESTA | building | Building | building_name | 2001_2010
2026-07-31 12:42:32 UTC | hp02_08_CH_ZUESTA | hp02 | 08_CH | ZUESTA | building | Building | building_code | AT.N.SFH.07.Gen.ReEx.001.002
2026-07-31 12:42:32 UTC | hp02_08_CH_ZUESTA | hp02 | 08_CH | ZUESTA | building | Building | building_heat_capacity_class | heavy
2026-07-31 12:42:32 UTC | hp02_08_CH_ZUESTA | hp02 | 08_CH | ZUESTA | building | Building | absolute_conditioned_floor_area_in_m2 | 201
2026-07-31 12:42:32 UTC | hp02_08_CH_ZUESTA | hp02 | 08_CH | ZUESTA | building | Building | heating_reference_temperature_in_celsius | -8
2026-07-31 12:42:32 UTC | hp02_08_CH_ZUESTA | hp02 | 08_CH | ZUESTA | building | Building | floor_u_value_in_watt_per_m2_per_kelvin | 0.38
2026-07-31 12:42:32 UTC | hp02_08_CH_ZUESTA | hp02 | 08_CH | ZUESTA | building | Building | floor_area_in_m2 | 84.2
2026-07-31 12:42:32 UTC | hp02_08_CH_ZUESTA | hp02 | 08_CH | ZUESTA | building | Building | facade_u_value_in_watt_per_m2_per_kelvin | 0.3
2026-07-31 12:42:32 UTC | hp02_08_CH_ZUESTA | hp02 | 08_CH | ZUESTA | building | Building | facade_area_in_m2 | 177.6
2026-07-31 12:42:32 UTC | hp02_08_CH_ZUESTA | hp02 | 08_CH | ZUESTA | building | Building | roof_u_value_in_watt_per_m2_per_kelvin | 0.26
2026-07-31 12:42:32 UTC | hp02_08_CH_ZUESTA | hp02 | 08_CH | ZUESTA | building | Building | roof_area_in_m2 | 96.76
2026-07-31 12:42:32 UTC | hp02_08_CH_ZUESTA | hp02 | 08_CH | ZUESTA | building | Building | window_u_value_in_watt_per_m2_per_kelvin | 1.5
2026-07-31 12:42:32 UTC | hp02_08_CH_ZUESTA | hp02 | 08_CH | ZUESTA | building | Building | window_area_in_m2 | 32.16
2026-07-31 12:42:32 UTC | hp02_08_CH_ZUESTA | hp02 | 08_CH | ZUESTA | building | Building | door_u_value_in_watt_per_m2_per_kelvin
2026-07-31 12:42:32 UTC | hp02_08_CH_ZUESTA | hp02 | 08_CH | ZUESTA | building | Building | door_area_in_m2
2026-07-31 12:42:32 UTC | hp02_08_CH_ZUESTA | hp02 | 08_CH | ZUESTA | building | Building | set_heating_temperature_in_celsius | 20.5
2026-07-31 12:42:32 UTC | hp02_08_CH_ZUESTA | hp02 | 08_CH | ZUESTA | building | Building | set_cooling_temperature_in_celsius | 25
2026-07-31 12:42:32 UTC | hp02_08_CH_ZUESTA | hp02 | 08_CH | ZUESTA | building | Building | natural_ventilation_m3_per_h_per_person | 29
2026-07-31 12:42:32 UTC | hp02_08_CH_ZUESTA | hp02 | 08_CH | ZUESTA | building | Building | sia_natural_ventilation_m3_per_h_per_m2 | 0.6
2026-07-31 12:42:32 UTC | hp02_08_CH_ZUESTA | hp02 | 08_CH | ZUESTA | building | Building | swiss_infiltration_rate_per_h | 0.15
2026-07-31 12:42:32 UTC | hp02_08_CH_ZUESTA | hp02 | 08_CH | ZUESTA | building | Building | heating_demand_mode | iso13790
2026-07-31 12:42:32 UTC | hp02_08_CH_ZUESTA | hp02 | 08_CH | ZUESTA | building | Building | operative_heating_proportional_band_in_celsius | 1
2026-07-31 12:42:32 UTC | hp02_08_CH_ZUESTA | hp02 | 08_CH | ZUESTA | building | Building | operative_heating_proportional_gain | 1
2026-07-31 12:42:32 UTC | hp02_08_CH_ZUESTA | hp02 | 08_CH | ZUESTA | building | Building | control_comfort_lower_bound_shift_in_celsius
2026-07-31 12:42:32 UTC | hp02_08_CH_ZUESTA | hp02 | 08_CH | ZUESTA | building | Building | comfort_aware_seasonal_heating_gate | true
2026-07-31 12:42:32 UTC | hp02_08_CH_ZUESTA | hp02 | 08_CH | ZUESTA | component | StrictComfortDemandController | building_name | BUI1
2026-07-31 12:42:32 UTC | hp02_08_CH_ZUESTA | hp02 | 08_CH | ZUESTA | component | StrictComfortDemandController | name | StrictComfortDemandController
2026-07-31 12:42:32 UTC | hp02_08_CH_ZUESTA | hp02 | 08_CH | ZUESTA | component | StrictComfortDemandController | temperature_air_heating_in_celsius | 20.5
2026-07-31 12:42:32 UTC | hp02_08_CH_ZUESTA | hp02 | 08_CH | ZUESTA | component | StrictComfortDemandController | temperature_air_cooling_in_celsius | 24
2026-07-31 12:42:32 UTC | hp02_08_CH_ZUESTA | hp02 | 08_CH | ZUESTA | component | StrictComfortDemandController | offset | 0.5
2026-07-31 12:42:32 UTC | hp02_08_CH_ZUESTA | hp02 | 08_CH | ZUESTA | component | StrictComfortDemandController | mode | 2
2026-07-31 12:42:32 UTC | hp02_08_CH_ZUESTA | hp02 | 08_CH | ZUESTA | component | StrictComfortDemandController | use_adaptive_comfort_band | true
2026-07-31 12:42:32 UTC | hp02_08_CH_ZUESTA | hp02 | 08_CH | ZUESTA | component | StrictComfortDemandController | control_strategy | strict_comfort_band_v1
2026-07-31 12:42:32 UTC | hp02_08_CH_ZUESTA | hp02 | 08_CH | ZUESTA | component | StrictComfortDemandController | comfort_band_inner_offset_in_celsius | 0.5
2026-07-31 12:42:32 UTC | hp02_08_CH_ZUESTA | hp02 | 08_CH | ZUESTA | component | StrictComfortDemandController | comfort_band_inner_offset_lower_in_celsius | 1
2026-07-31 12:42:32 UTC | hp02_08_CH_ZUESTA | hp02 | 08_CH | ZUESTA | component | StrictComfortDemandController | comfort_band_inner_offset_upper_in_celsius | 0.5
2026-07-31 12:42:32 UTC | hp02_08_CH_ZUESTA | hp02 | 08_CH | ZUESTA | component | StrictComfortDemandController | heating_disabled_above_running_mean_outdoor_temperature_in_celsius | 18
2026-07-31 12:42:32 UTC | hp02_08_CH_ZUESTA | hp02 | 08_CH | ZUESTA | component | StrictComfortDemandController | cooling_enabled_above_running_mean_outdoor_temperature_in_celsius | 22
2026-07-31 12:42:32 UTC | hp02_08_CH_ZUESTA | hp02 | 08_CH | ZUESTA | component | ComfortBandHeatingDemand | building_name | BUI1
2026-07-31 12:42:32 UTC | hp02_08_CH_ZUESTA | hp02 | 08_CH | ZUESTA | component | ComfortBandHeatingDemand | name | ComfortBandHeatingDemand
2026-07-31 12:42:32 UTC | hp02_08_CH_ZUESTA | hp02 | 08_CH | ZUESTA | component | ComfortBandHeatingDemand | max_heating_power_in_watt | 5754.87
2026-07-31 12:42:32 UTC | hp02_08_CH_ZUESTA | hp02 | 08_CH | ZUESTA | component | ComfortBandHeatingDemand | proportional_gain_in_watt_per_kelvin | 11509.7
2026-07-31 12:42:32 UTC | hp02_08_CH_ZUESTA | hp02 | 08_CH | ZUESTA | component | StrictComfortSetpointModifier | building_name | BUI1
2026-07-31 12:42:32 UTC | hp02_08_CH_ZUESTA | hp02 | 08_CH | ZUESTA | component | StrictComfortSetpointModifier | name | StrictComfortSetpointModifier
2026-07-31 12:42:32 UTC | hp02_08_CH_ZUESTA | hp02 | 08_CH | ZUESTA | component | StrictComfortSetpointModifier | base_heating_setpoint_in_celsius | 20.5
2026-07-31 12:42:32 UTC | hp02_08_CH_ZUESTA | hp02 | 08_CH | ZUESTA | component | StrictComfortSetpointModifier | recovery_gain | 5
2026-07-31 12:42:32 UTC | hp02_08_CH_ZUESTA | hp02 | 08_CH | ZUESTA | component | StrictComfortSetpointModifier | max_recovery_boost_in_celsius | 5
2026-07-31 12:42:32 UTC | hp02_08_CH_ZUESTA | hp02 | 08_CH | ZUESTA | component | StrictComfortSetpointModifier | clamp_min_modifier_in_celsius
2026-07-31 12:42:32 UTC | hp02_08_CH_ZUESTA | hp02 | 08_CH | ZUESTA | component | StrictComfortSetpointModifier | clamp_max_modifier_in_celsius | 15
2026-07-31 12:42:32 UTC | hp02_08_CH_ZUESTA | hp02 | 08_CH | ZUESTA | component | TotalThermalBuildingDemand | building_name | BUI1
2026-07-31 12:42:32 UTC | hp02_08_CH_ZUESTA | hp02 | 08_CH | ZUESTA | component | TotalThermalBuildingDemand | name | TotalThermalBuildingDemand
2026-07-31 12:42:32 UTC | hp02_08_CH_ZUESTA | hp02 | 08_CH | ZUESTA | component | TotalThermalBuildingDemand | loadtype | LoadTypes.ANY
2026-07-31 12:42:32 UTC | hp02_08_CH_ZUESTA | hp02 | 08_CH | ZUESTA | component | TotalThermalBuildingDemand | unit | Units.WATT
2026-07-31 12:42:32 UTC | hp02_08_CH_ZUESTA | hp02 | 08_CH | ZUESTA | component | HeatDistributionController | building_name | BUI1
2026-07-31 12:42:32 UTC | hp02_08_CH_ZUESTA | hp02 | 08_CH | ZUESTA | component | HeatDistributionController | name | HeatDistributionController
2026-07-31 12:42:32 UTC | hp02_08_CH_ZUESTA | hp02 | 08_CH | ZUESTA | component | HeatDistributionController | heating_system | HeatDistributionSystemType.FLOORHEATING
2026-07-31 12:42:32 UTC | hp02_08_CH_ZUESTA | hp02 | 08_CH | ZUESTA | component | HeatDistributionController | set_heating_threshold_outside_temperature_in_celsius | 16
2026-07-31 12:42:32 UTC | hp02_08_CH_ZUESTA | hp02 | 08_CH | ZUESTA | component | HeatDistributionController | heating_reference_temperature_in_celsius | -8
2026-07-31 12:42:32 UTC | hp02_08_CH_ZUESTA | hp02 | 08_CH | ZUESTA | component | HeatDistributionController | set_heating_temperature_for_building_in_celsius | 20.5
2026-07-31 12:42:32 UTC | hp02_08_CH_ZUESTA | hp02 | 08_CH | ZUESTA | component | HeatDistributionController | set_cooling_temperature_for_building_in_celsius | 25
2026-07-31 12:42:32 UTC | hp02_08_CH_ZUESTA | hp02 | 08_CH | ZUESTA | component | HeatDistributionController | heating_load_of_building_in_watt | 5754.87
2026-07-31 12:42:32 UTC | hp02_08_CH_ZUESTA | hp02 | 08_CH | ZUESTA | heat_distribution | HeatDistributionSystem | absolute_conditioned_floor_area_in_m2 | 201
2026-07-31 12:42:32 UTC | hp02_08_CH_ZUESTA | hp02 | 08_CH | ZUESTA | thermal_storage | SimpleHotWaterStorage | volume_heating_water_storage_in_liter | 287.7
2026-07-31 12:42:32 UTC | hp02_08_CH_ZUESTA | hp02 | 08_CH | ZUESTA | component | BufferRemainingCapacity60C | building_name | BUI1
2026-07-31 12:42:32 UTC | hp02_08_CH_ZUESTA | hp02 | 08_CH | ZUESTA | component | BufferRemainingCapacity60C | name | BufferRemainingCapacity60C
2026-07-31 12:42:32 UTC | hp02_08_CH_ZUESTA | hp02 | 08_CH | ZUESTA | component | BufferRemainingCapacity60C | volume_heating_water_storage_in_liter | 287.7
2026-07-31 12:42:32 UTC | hp02_08_CH_ZUESTA | hp02 | 08_CH | ZUESTA | component | BufferRemainingCapacity60C | max_temperature_in_celsius | 6
2026-07-31 12:42:32 UTC | hp02_08_CH_ZUESTA | hp02 | 08_CH | ZUESTA | component | BufferRemainingCapacity60C | water_density_kg_per_liter | 0.992
2026-07-31 12:42:32 UTC | hp02_08_CH_ZUESTA | hp02 | 08_CH | ZUESTA | component | BufferRemainingCapacity60C | water_specific_heat_capacity_j_per_kg_per_k | 4180
2026-07-31 12:42:32 UTC | hp02_08_CH_ZUESTA | hp02 | 08_CH | ZUESTA | component | HeatPumpControllerSH | building_name | BUI1
2026-07-31 12:42:32 UTC | hp02_08_CH_ZUESTA | hp02 | 08_CH | ZUESTA | component | HeatPumpControllerSH | name | HeatPumpControllerSH
2026-07-31 12:42:32 UTC | hp02_08_CH_ZUESTA | hp02 | 08_CH | ZUESTA | component | HeatPumpControllerSH | mode | 2
2026-07-31 12:42:32 UTC | hp02_08_CH_ZUESTA | hp02 | 08_CH | ZUESTA | component | HeatPumpControllerSH | set_heating_threshold_outside_temperature_in_celsius | 16
2026-07-31 12:42:32 UTC | hp02_08_CH_ZUESTA | hp02 | 08_CH | ZUESTA | component | HeatPumpControllerSH | set_cooling_threshold_outside_temperature_in_celsius | 22
2026-07-31 12:42:32 UTC | hp02_08_CH_ZUESTA | hp02 | 08_CH | ZUESTA | component | HeatPumpControllerSH | upper_temperature_offset_for_state_conditions_in_celsius | 1
2026-07-31 12:42:32 UTC | hp02_08_CH_ZUESTA | hp02 | 08_CH | ZUESTA | component | HeatPumpControllerSH | lower_temperature_offset_for_state_conditions_in_celsius | 1
2026-07-31 12:42:32 UTC | hp02_08_CH_ZUESTA | hp02 | 08_CH | ZUESTA | component | HeatPumpControllerSH | heat_distribution_system_type | HeatDistributionSystemType.FLOORHEATING
2026-07-31 12:42:32 UTC | hp02_08_CH_ZUESTA | hp02 | 08_CH | ZUESTA | component | HeatPumpControllerDHW | building_name | BUI1
2026-07-31 12:42:32 UTC | hp02_08_CH_ZUESTA | hp02 | 08_CH | ZUESTA | component | HeatPumpControllerDHW | name | HeatPumpControllerDHW
2026-07-31 12:42:32 UTC | hp02_08_CH_ZUESTA | hp02 | 08_CH | ZUESTA | component | HeatPumpControllerDHW | t_min_dhw_storage_in_celsius | 4
2026-07-31 12:42:32 UTC | hp02_08_CH_ZUESTA | hp02 | 08_CH | ZUESTA | component | HeatPumpControllerDHW | t_max_dhw_storage_in_celsius | 6
2026-07-31 12:42:32 UTC | hp02_08_CH_ZUESTA | hp02 | 08_CH | ZUESTA | component | HeatPumpControllerDHW | thermalpower_dhw_is_constant | false
2026-07-31 12:42:32 UTC | hp02_08_CH_ZUESTA | hp02 | 08_CH | ZUESTA | component | HeatPumpControllerDHW | p_th_max_dhw_in_watt | 5000
2026-07-31 12:42:32 UTC | hp02_08_CH_ZUESTA | hp02 | 08_CH | ZUESTA | heat_generator | HeatPumpHPLib | set_thermal_output_power_in_watt | 4750
2026-07-31 12:42:32 UTC | hp02_08_CH_ZUESTA | hp02 | 08_CH | ZUESTA | heat_generator | HeatPumpHPLib | flow_temperature_in_celsius | 35
2026-07-31 12:42:32 UTC | hp02_08_CH_ZUESTA | hp02 | 08_CH | ZUESTA | heat_generator | HeatPumpHPLib | heating_reference_temperature_in_celsius | -7
2026-07-31 12:42:32 UTC | hp02_08_CH_ZUESTA | hp02 | 08_CH | ZUESTA | heat_generator | HeatPumpHPLib | with_domestic_hot_water_preparation | true
2026-07-31 12:42:32 UTC | hp02_08_CH_ZUESTA | hp02 | 08_CH | ZUESTA | heat_generator | HeatPumpHPLib | minimum_running_time_in_seconds | 14400
2026-07-31 12:42:32 UTC | hp02_08_CH_ZUESTA | hp02 | 08_CH | ZUESTA | heat_generator | HeatPumpHPLib | minimum_idle_time_in_seconds | 900
2026-07-31 12:42:32 UTC | hp02_08_CH_ZUESTA | hp02 | 08_CH | ZUESTA | heat_generator | HeatPumpHPLib | group_id | 1
2026-07-31 12:42:32 UTC | hp02_08_CH_ZUESTA | hp02 | 08_CH | ZUESTA | component | HeatGeneratorTotalThermalPower | building_name | BUI1
2026-07-31 12:42:32 UTC | hp02_08_CH_ZUESTA | hp02 | 08_CH | ZUESTA | component | HeatGeneratorTotalThermalPower | name | HeatGeneratorTotalThermalPower
2026-07-31 12:42:32 UTC | hp02_08_CH_ZUESTA | hp02 | 08_CH | ZUESTA | component | HeatGeneratorTotalThermalPower | loadtype | LoadTypes.ANY
2026-07-31 12:42:32 UTC | hp02_08_CH_ZUESTA | hp02 | 08_CH | ZUESTA | component | HeatGeneratorTotalThermalPower | unit | Units.WATT
2026-07-31 12:42:32 UTC | hp02_08_CH_ZUESTA | hp02 | 08_CH | ZUESTA | component | HeatGeneratorPlantDhwThermalPower | building_name | BUI1
2026-07-31 12:42:32 UTC | hp02_08_CH_ZUESTA | hp02 | 08_CH | ZUESTA | component | HeatGeneratorPlantDhwThermalPower | name | HeatGeneratorPlantDhwThermalPower
2026-07-31 12:42:32 UTC | hp02_08_CH_ZUESTA | hp02 | 08_CH | ZUESTA | component | HeatGeneratorPlantDhwThermalPower | loadtype | LoadTypes.ANY
2026-07-31 12:42:32 UTC | hp02_08_CH_ZUESTA | hp02 | 08_CH | ZUESTA | component | HeatGeneratorPlantDhwThermalPower | unit | Units.WATT
2026-07-31 12:42:32 UTC | hp02_08_CH_ZUESTA | hp02 | 08_CH | ZUESTA | component | SolarDhwThermalPower | building_name | BUI1
2026-07-31 12:42:32 UTC | hp02_08_CH_ZUESTA | hp02 | 08_CH | ZUESTA | component | SolarDhwThermalPower | name | SolarDhwThermalPower
2026-07-31 12:42:32 UTC | hp02_08_CH_ZUESTA | hp02 | 08_CH | ZUESTA | component | SolarDhwThermalPower | value_watt
2026-07-31 12:42:32 UTC | hp02_08_CH_ZUESTA | hp02 | 08_CH | ZUESTA | component | SolarDhwThermalPower | loadtype | LoadTypes.ANY
2026-07-31 12:42:32 UTC | hp02_08_CH_ZUESTA | hp02 | 08_CH | ZUESTA | component | SolarDhwThermalPower | unit | Units.WATT
2026-07-31 12:42:32 UTC | hp02_08_CH_ZUESTA | hp02 | 08_CH | ZUESTA | component | FlexibilityPotential | building_name | BUI1
2026-07-31 12:42:32 UTC | hp02_08_CH_ZUESTA | hp02 | 08_CH | ZUESTA | component | FlexibilityPotential | name | FlexibilityPotential
2026-07-31 12:42:32 UTC | hp02_08_CH_ZUESTA | hp02 | 08_CH | ZUESTA | component | FlexibilityPotential | fallback_heating_cop | 1
2026-07-31 12:42:32 UTC | hp02_08_CH_ZUESTA | hp02 | 08_CH | ZUESTA | component | FlexibilityPotential | fallback_cooling_eer
2026-07-31 12:42:32 UTC | hp02_09_CH_ZUESTA | hp02 | 09_CH | ZUESTA | simulation | SimulationParameters | year | 2050
2026-07-31 12:42:32 UTC | hp02_09_CH_ZUESTA | hp02 | 09_CH | ZUESTA | simulation | SimulationParameters | seconds_per_timestep | 9 | s
2026-07-31 12:42:32 UTC | hp02_09_CH_ZUESTA | hp02 | 09_CH | ZUESTA | simulation | SimulationParameters | country | CH
2026-07-31 12:42:32 UTC | hp02_09_CH_ZUESTA | hp02 | 09_CH | ZUESTA | cli | cli_overrides | ARCH | 09_CH
2026-07-31 12:42:32 UTC | hp02_09_CH_ZUESTA | hp02 | 09_CH | ZUESTA | cli | cli_overrides | WEATHER | ZUESTA
2026-07-31 12:42:32 UTC | hp02_09_CH_ZUESTA | hp02 | 09_CH | ZUESTA | cli | cli_overrides | TIME_HORIZON | future
2026-07-31 12:42:32 UTC | hp02_09_CH_ZUESTA | hp02 | 09_CH | ZUESTA | cli | cli_overrides | SCENARIO | none
2026-07-31 12:42:32 UTC | hp02_09_CH_ZUESTA | hp02 | 09_CH | ZUESTA | cli | cli_overrides | OCC | SIA2024
2026-07-31 12:42:32 UTC | hp02_09_CH_ZUESTA | hp02 | 09_CH | ZUESTA | cli | cli_overrides | HEATGEN_SIZING | IDEAL_LOOKUP
2026-07-31 12:42:32 UTC | hp02_09_CH_ZUESTA | hp02 | 09_CH | ZUESTA | cli | cli_overrides | HP_MODEL | Viessmann Werke GmbH & Co KG / Vitocal 250-A Compact AWMOF-251.A1.06-400-V001/V002
2026-07-31 12:42:32 UTC | hp02_09_CH_ZUESTA | hp02 | 09_CH | ZUESTA | cli | cli_overrides | HP_NOMINAL_POWER_W | 3100
2026-07-31 12:42:32 UTC | hp02_09_CH_ZUESTA | hp02 | 09_CH | ZUESTA | cli | cli_overrides | HP_SHARE_OF_IDEAL | 0.8
2026-07-31 12:42:32 UTC | hp02_09_CH_ZUESTA | hp02 | 09_CH | ZUESTA | internal_loads | SIA2024Occupancy | conditioned_floor_area_in_m2 | 206
2026-07-31 12:42:32 UTC | hp02_09_CH_ZUESTA | hp02 | 09_CH | ZUESTA | internal_loads | SIA2024Occupancy | appliances_load_w_per_m2 | 1
2026-07-31 12:42:32 UTC | hp02_09_CH_ZUESTA | hp02 | 09_CH | ZUESTA | internal_loads | SIA2024Occupancy | lighting_load_w_per_m2 | 3
2026-07-31 12:42:32 UTC | hp02_09_CH_ZUESTA | hp02 | 09_CH | ZUESTA | internal_loads | SIA2024Occupancy | lighting_annual_full_load_hours | 846
2026-07-31 12:42:32 UTC | hp02_09_CH_ZUESTA | hp02 | 09_CH | ZUESTA | internal_loads | SIA2024Occupancy | appliances_yearly_utilization_per_month | 0.7995
2026-07-31 12:42:32 UTC | hp02_09_CH_ZUESTA | hp02 | 09_CH | ZUESTA | weather | Weather | source_path | C:\Users\het\HiSim\hisim\inputs\weather\custom_csv\Zurich\NABZUE_2060_RCP85_DRY.csv
2026-07-31 12:42:32 UTC | hp02_09_CH_ZUESTA | hp02 | 09_CH | ZUESTA | weather | Weather | location | Zurich
2026-07-31 12:42:32 UTC | hp02_09_CH_ZUESTA | hp02 | 09_CH | ZUESTA | weather | Weather | name | Weather
2026-07-31 12:42:32 UTC | hp02_09_CH_ZUESTA | hp02 | 09_CH | ZUESTA | component | ElectricityMeter | building_name | BUI1
2026-07-31 12:42:32 UTC | hp02_09_CH_ZUESTA | hp02 | 09_CH | ZUESTA | component | ElectricityMeter | name | ElectricityMeter
2026-07-31 12:42:32 UTC | hp02_09_CH_ZUESTA | hp02 | 09_CH | ZUESTA | building | Building | building_name | 2011_2019
2026-07-31 12:42:32 UTC | hp02_09_CH_ZUESTA | hp02 | 09_CH | ZUESTA | building | Building | building_code | AT.N.SFH.08.Gen.ReEx.001.002
2026-07-31 12:42:32 UTC | hp02_09_CH_ZUESTA | hp02 | 09_CH | ZUESTA | building | Building | building_heat_capacity_class | heavy
2026-07-31 12:42:32 UTC | hp02_09_CH_ZUESTA | hp02 | 09_CH | ZUESTA | building | Building | absolute_conditioned_floor_area_in_m2 | 206
2026-07-31 12:42:32 UTC | hp02_09_CH_ZUESTA | hp02 | 09_CH | ZUESTA | building | Building | heating_reference_temperature_in_celsius | -8
2026-07-31 12:42:32 UTC | hp02_09_CH_ZUESTA | hp02 | 09_CH | ZUESTA | building | Building | floor_u_value_in_watt_per_m2_per_kelvin | 0.21
2026-07-31 12:42:32 UTC | hp02_09_CH_ZUESTA | hp02 | 09_CH | ZUESTA | building | Building | floor_area_in_m2 | 93.9
2026-07-31 12:42:32 UTC | hp02_09_CH_ZUESTA | hp02 | 09_CH | ZUESTA | building | Building | facade_u_value_in_watt_per_m2_per_kelvin | 0.17
2026-07-31 12:42:32 UTC | hp02_09_CH_ZUESTA | hp02 | 09_CH | ZUESTA | building | Building | facade_area_in_m2 | 180.6
2026-07-31 12:42:32 UTC | hp02_09_CH_ZUESTA | hp02 | 09_CH | ZUESTA | building | Building | roof_u_value_in_watt_per_m2_per_kelvin | 0.17
2026-07-31 12:42:32 UTC | hp02_09_CH_ZUESTA | hp02 | 09_CH | ZUESTA | building | Building | roof_area_in_m2 | 100.3
2026-07-31 12:42:32 UTC | hp02_09_CH_ZUESTA | hp02 | 09_CH | ZUESTA | building | Building | window_u_value_in_watt_per_m2_per_kelvin | 1
2026-07-31 12:42:32 UTC | hp02_09_CH_ZUESTA | hp02 | 09_CH | ZUESTA | building | Building | window_area_in_m2 | 37.3
2026-07-31 12:42:32 UTC | hp02_09_CH_ZUESTA | hp02 | 09_CH | ZUESTA | building | Building | door_u_value_in_watt_per_m2_per_kelvin
2026-07-31 12:42:32 UTC | hp02_09_CH_ZUESTA | hp02 | 09_CH | ZUESTA | building | Building | door_area_in_m2
2026-07-31 12:42:32 UTC | hp02_09_CH_ZUESTA | hp02 | 09_CH | ZUESTA | building | Building | set_heating_temperature_in_celsius | 20.5
2026-07-31 12:42:32 UTC | hp02_09_CH_ZUESTA | hp02 | 09_CH | ZUESTA | building | Building | set_cooling_temperature_in_celsius | 25
2026-07-31 12:42:32 UTC | hp02_09_CH_ZUESTA | hp02 | 09_CH | ZUESTA | building | Building | natural_ventilation_m3_per_h_per_person | 29
2026-07-31 12:42:32 UTC | hp02_09_CH_ZUESTA | hp02 | 09_CH | ZUESTA | building | Building | sia_natural_ventilation_m3_per_h_per_m2 | 0.6
2026-07-31 12:42:32 UTC | hp02_09_CH_ZUESTA | hp02 | 09_CH | ZUESTA | building | Building | swiss_infiltration_rate_per_h | 0.15
2026-07-31 12:42:32 UTC | hp02_09_CH_ZUESTA | hp02 | 09_CH | ZUESTA | building | Building | heating_demand_mode | iso13790
2026-07-31 12:42:32 UTC | hp02_09_CH_ZUESTA | hp02 | 09_CH | ZUESTA | building | Building | operative_heating_proportional_band_in_celsius | 1
2026-07-31 12:42:32 UTC | hp02_09_CH_ZUESTA | hp02 | 09_CH | ZUESTA | building | Building | operative_heating_proportional_gain | 1
2026-07-31 12:42:32 UTC | hp02_09_CH_ZUESTA | hp02 | 09_CH | ZUESTA | building | Building | control_comfort_lower_bound_shift_in_celsius
2026-07-31 12:42:32 UTC | hp02_09_CH_ZUESTA | hp02 | 09_CH | ZUESTA | building | Building | comfort_aware_seasonal_heating_gate | true
2026-07-31 12:42:32 UTC | hp02_09_CH_ZUESTA | hp02 | 09_CH | ZUESTA | component | StrictComfortDemandController | building_name | BUI1
2026-07-31 12:42:32 UTC | hp02_09_CH_ZUESTA | hp02 | 09_CH | ZUESTA | component | StrictComfortDemandController | name | StrictComfortDemandController
2026-07-31 12:42:32 UTC | hp02_09_CH_ZUESTA | hp02 | 09_CH | ZUESTA | component | StrictComfortDemandController | temperature_air_heating_in_celsius | 20.5
2026-07-31 12:42:32 UTC | hp02_09_CH_ZUESTA | hp02 | 09_CH | ZUESTA | component | StrictComfortDemandController | temperature_air_cooling_in_celsius | 24
2026-07-31 12:42:32 UTC | hp02_09_CH_ZUESTA | hp02 | 09_CH | ZUESTA | component | StrictComfortDemandController | offset | 0.5
2026-07-31 12:42:32 UTC | hp02_09_CH_ZUESTA | hp02 | 09_CH | ZUESTA | component | StrictComfortDemandController | mode | 2
2026-07-31 12:42:32 UTC | hp02_09_CH_ZUESTA | hp02 | 09_CH | ZUESTA | component | StrictComfortDemandController | use_adaptive_comfort_band | true
2026-07-31 12:42:32 UTC | hp02_09_CH_ZUESTA | hp02 | 09_CH | ZUESTA | component | StrictComfortDemandController | control_strategy | strict_comfort_band_v1
2026-07-31 12:42:32 UTC | hp02_09_CH_ZUESTA | hp02 | 09_CH | ZUESTA | component | StrictComfortDemandController | comfort_band_inner_offset_in_celsius | 0.5
2026-07-31 12:42:32 UTC | hp02_09_CH_ZUESTA | hp02 | 09_CH | ZUESTA | component | StrictComfortDemandController | comfort_band_inner_offset_lower_in_celsius | 1
2026-07-31 12:42:32 UTC | hp02_09_CH_ZUESTA | hp02 | 09_CH | ZUESTA | component | StrictComfortDemandController | comfort_band_inner_offset_upper_in_celsius | 0.5
2026-07-31 12:42:32 UTC | hp02_09_CH_ZUESTA | hp02 | 09_CH | ZUESTA | component | StrictComfortDemandController | heating_disabled_above_running_mean_outdoor_temperature_in_celsius | 18
2026-07-31 12:42:32 UTC | hp02_09_CH_ZUESTA | hp02 | 09_CH | ZUESTA | component | StrictComfortDemandController | cooling_enabled_above_running_mean_outdoor_temperature_in_celsius | 22
2026-07-31 12:42:32 UTC | hp02_09_CH_ZUESTA | hp02 | 09_CH | ZUESTA | component | ComfortBandHeatingDemand | building_name | BUI1
2026-07-31 12:42:32 UTC | hp02_09_CH_ZUESTA | hp02 | 09_CH | ZUESTA | component | ComfortBandHeatingDemand | name | ComfortBandHeatingDemand
2026-07-31 12:42:32 UTC | hp02_09_CH_ZUESTA | hp02 | 09_CH | ZUESTA | component | ComfortBandHeatingDemand | max_heating_power_in_watt | 4948.09
2026-07-31 12:42:32 UTC | hp02_09_CH_ZUESTA | hp02 | 09_CH | ZUESTA | component | ComfortBandHeatingDemand | proportional_gain_in_watt_per_kelvin | 9896.18
2026-07-31 12:42:32 UTC | hp02_09_CH_ZUESTA | hp02 | 09_CH | ZUESTA | component | StrictComfortSetpointModifier | building_name | BUI1
2026-07-31 12:42:32 UTC | hp02_09_CH_ZUESTA | hp02 | 09_CH | ZUESTA | component | StrictComfortSetpointModifier | name | StrictComfortSetpointModifier
2026-07-31 12:42:32 UTC | hp02_09_CH_ZUESTA | hp02 | 09_CH | ZUESTA | component | StrictComfortSetpointModifier | base_heating_setpoint_in_celsius | 20.5
2026-07-31 12:42:32 UTC | hp02_09_CH_ZUESTA | hp02 | 09_CH | ZUESTA | component | StrictComfortSetpointModifier | recovery_gain | 5
2026-07-31 12:42:32 UTC | hp02_09_CH_ZUESTA | hp02 | 09_CH | ZUESTA | component | StrictComfortSetpointModifier | max_recovery_boost_in_celsius | 5
2026-07-31 12:42:32 UTC | hp02_09_CH_ZUESTA | hp02 | 09_CH | ZUESTA | component | StrictComfortSetpointModifier | clamp_min_modifier_in_celsius
2026-07-31 12:42:32 UTC | hp02_09_CH_ZUESTA | hp02 | 09_CH | ZUESTA | component | StrictComfortSetpointModifier | clamp_max_modifier_in_celsius | 15
2026-07-31 12:42:32 UTC | hp02_09_CH_ZUESTA | hp02 | 09_CH | ZUESTA | component | TotalThermalBuildingDemand | building_name | BUI1
2026-07-31 12:42:32 UTC | hp02_09_CH_ZUESTA | hp02 | 09_CH | ZUESTA | component | TotalThermalBuildingDemand | name | TotalThermalBuildingDemand
2026-07-31 12:42:32 UTC | hp02_09_CH_ZUESTA | hp02 | 09_CH | ZUESTA | component | TotalThermalBuildingDemand | loadtype | LoadTypes.ANY
2026-07-31 12:42:32 UTC | hp02_09_CH_ZUESTA | hp02 | 09_CH | ZUESTA | component | TotalThermalBuildingDemand | unit | Units.WATT
2026-07-31 12:42:32 UTC | hp02_09_CH_ZUESTA | hp02 | 09_CH | ZUESTA | component | HeatDistributionController | building_name | BUI1
2026-07-31 12:42:32 UTC | hp02_09_CH_ZUESTA | hp02 | 09_CH | ZUESTA | component | HeatDistributionController | name | HeatDistributionController
2026-07-31 12:42:32 UTC | hp02_09_CH_ZUESTA | hp02 | 09_CH | ZUESTA | component | HeatDistributionController | heating_system | HeatDistributionSystemType.FLOORHEATING
2026-07-31 12:42:32 UTC | hp02_09_CH_ZUESTA | hp02 | 09_CH | ZUESTA | component | HeatDistributionController | set_heating_threshold_outside_temperature_in_celsius | 16
2026-07-31 12:42:32 UTC | hp02_09_CH_ZUESTA | hp02 | 09_CH | ZUESTA | component | HeatDistributionController | heating_reference_temperature_in_celsius | -8
2026-07-31 12:42:32 UTC | hp02_09_CH_ZUESTA | hp02 | 09_CH | ZUESTA | component | HeatDistributionController | set_heating_temperature_for_building_in_celsius | 20.5
2026-07-31 12:42:32 UTC | hp02_09_CH_ZUESTA | hp02 | 09_CH | ZUESTA | component | HeatDistributionController | set_cooling_temperature_for_building_in_celsius | 25
2026-07-31 12:42:32 UTC | hp02_09_CH_ZUESTA | hp02 | 09_CH | ZUESTA | component | HeatDistributionController | heating_load_of_building_in_watt | 4948.09
2026-07-31 12:42:32 UTC | hp02_09_CH_ZUESTA | hp02 | 09_CH | ZUESTA | heat_distribution | HeatDistributionSystem | absolute_conditioned_floor_area_in_m2 | 206
2026-07-31 12:42:32 UTC | hp02_09_CH_ZUESTA | hp02 | 09_CH | ZUESTA | thermal_storage | SimpleHotWaterStorage | volume_heating_water_storage_in_liter | 247.4
2026-07-31 12:42:32 UTC | hp02_09_CH_ZUESTA | hp02 | 09_CH | ZUESTA | component | BufferRemainingCapacity60C | building_name | BUI1
2026-07-31 12:42:32 UTC | hp02_09_CH_ZUESTA | hp02 | 09_CH | ZUESTA | component | BufferRemainingCapacity60C | name | BufferRemainingCapacity60C
2026-07-31 12:42:32 UTC | hp02_09_CH_ZUESTA | hp02 | 09_CH | ZUESTA | component | BufferRemainingCapacity60C | volume_heating_water_storage_in_liter | 247.4
2026-07-31 12:42:32 UTC | hp02_09_CH_ZUESTA | hp02 | 09_CH | ZUESTA | component | BufferRemainingCapacity60C | max_temperature_in_celsius | 6
2026-07-31 12:42:32 UTC | hp02_09_CH_ZUESTA | hp02 | 09_CH | ZUESTA | component | BufferRemainingCapacity60C | water_density_kg_per_liter | 0.992
2026-07-31 12:42:32 UTC | hp02_09_CH_ZUESTA | hp02 | 09_CH | ZUESTA | component | BufferRemainingCapacity60C | water_specific_heat_capacity_j_per_kg_per_k | 4180
2026-07-31 12:42:32 UTC | hp02_09_CH_ZUESTA | hp02 | 09_CH | ZUESTA | component | HeatPumpControllerSH | building_name | BUI1
2026-07-31 12:42:32 UTC | hp02_09_CH_ZUESTA | hp02 | 09_CH | ZUESTA | component | HeatPumpControllerSH | name | HeatPumpControllerSH
2026-07-31 12:42:32 UTC | hp02_09_CH_ZUESTA | hp02 | 09_CH | ZUESTA | component | HeatPumpControllerSH | mode | 2
2026-07-31 12:42:32 UTC | hp02_09_CH_ZUESTA | hp02 | 09_CH | ZUESTA | component | HeatPumpControllerSH | set_heating_threshold_outside_temperature_in_celsius | 16
2026-07-31 12:42:32 UTC | hp02_09_CH_ZUESTA | hp02 | 09_CH | ZUESTA | component | HeatPumpControllerSH | set_cooling_threshold_outside_temperature_in_celsius | 22
2026-07-31 12:42:32 UTC | hp02_09_CH_ZUESTA | hp02 | 09_CH | ZUESTA | component | HeatPumpControllerSH | upper_temperature_offset_for_state_conditions_in_celsius | 1
2026-07-31 12:42:32 UTC | hp02_09_CH_ZUESTA | hp02 | 09_CH | ZUESTA | component | HeatPumpControllerSH | lower_temperature_offset_for_state_conditions_in_celsius | 1
2026-07-31 12:42:32 UTC | hp02_09_CH_ZUESTA | hp02 | 09_CH | ZUESTA | component | HeatPumpControllerSH | heat_distribution_system_type | HeatDistributionSystemType.FLOORHEATING
2026-07-31 12:42:32 UTC | hp02_09_CH_ZUESTA | hp02 | 09_CH | ZUESTA | component | HeatPumpControllerDHW | building_name | BUI1
2026-07-31 12:42:32 UTC | hp02_09_CH_ZUESTA | hp02 | 09_CH | ZUESTA | component | HeatPumpControllerDHW | name | HeatPumpControllerDHW
2026-07-31 12:42:32 UTC | hp02_09_CH_ZUESTA | hp02 | 09_CH | ZUESTA | component | HeatPumpControllerDHW | t_min_dhw_storage_in_celsius | 4
2026-07-31 12:42:32 UTC | hp02_09_CH_ZUESTA | hp02 | 09_CH | ZUESTA | component | HeatPumpControllerDHW | t_max_dhw_storage_in_celsius | 6
2026-07-31 12:42:32 UTC | hp02_09_CH_ZUESTA | hp02 | 09_CH | ZUESTA | component | HeatPumpControllerDHW | thermalpower_dhw_is_constant | false
2026-07-31 12:42:32 UTC | hp02_09_CH_ZUESTA | hp02 | 09_CH | ZUESTA | component | HeatPumpControllerDHW | p_th_max_dhw_in_watt | 5000
2026-07-31 12:42:32 UTC | hp02_09_CH_ZUESTA | hp02 | 09_CH | ZUESTA | heat_generator | HeatPumpHPLib | set_thermal_output_power_in_watt | 3100
2026-07-31 12:42:32 UTC | hp02_09_CH_ZUESTA | hp02 | 09_CH | ZUESTA | heat_generator | HeatPumpHPLib | flow_temperature_in_celsius | 35
2026-07-31 12:42:32 UTC | hp02_09_CH_ZUESTA | hp02 | 09_CH | ZUESTA | heat_generator | HeatPumpHPLib | heating_reference_temperature_in_celsius | -7
2026-07-31 12:42:32 UTC | hp02_09_CH_ZUESTA | hp02 | 09_CH | ZUESTA | heat_generator | HeatPumpHPLib | with_domestic_hot_water_preparation | true
2026-07-31 12:42:32 UTC | hp02_09_CH_ZUESTA | hp02 | 09_CH | ZUESTA | heat_generator | HeatPumpHPLib | minimum_running_time_in_seconds | 14400
2026-07-31 12:42:32 UTC | hp02_09_CH_ZUESTA | hp02 | 09_CH | ZUESTA | heat_generator | HeatPumpHPLib | minimum_idle_time_in_seconds | 900
2026-07-31 12:42:32 UTC | hp02_09_CH_ZUESTA | hp02 | 09_CH | ZUESTA | heat_generator | HeatPumpHPLib | group_id | 1
2026-07-31 12:42:32 UTC | hp02_09_CH_ZUESTA | hp02 | 09_CH | ZUESTA | component | HeatGeneratorTotalThermalPower | building_name | BUI1
2026-07-31 12:42:32 UTC | hp02_09_CH_ZUESTA | hp02 | 09_CH | ZUESTA | component | HeatGeneratorTotalThermalPower | name | HeatGeneratorTotalThermalPower
2026-07-31 12:42:32 UTC | hp02_09_CH_ZUESTA | hp02 | 09_CH | ZUESTA | component | HeatGeneratorTotalThermalPower | loadtype | LoadTypes.ANY
2026-07-31 12:42:32 UTC | hp02_09_CH_ZUESTA | hp02 | 09_CH | ZUESTA | component | HeatGeneratorTotalThermalPower | unit | Units.WATT
2026-07-31 12:42:32 UTC | hp02_09_CH_ZUESTA | hp02 | 09_CH | ZUESTA | component | HeatGeneratorPlantDhwThermalPower | building_name | BUI1
2026-07-31 12:42:32 UTC | hp02_09_CH_ZUESTA | hp02 | 09_CH | ZUESTA | component | HeatGeneratorPlantDhwThermalPower | name | HeatGeneratorPlantDhwThermalPower
2026-07-31 12:42:32 UTC | hp02_09_CH_ZUESTA | hp02 | 09_CH | ZUESTA | component | HeatGeneratorPlantDhwThermalPower | loadtype | LoadTypes.ANY
2026-07-31 12:42:32 UTC | hp02_09_CH_ZUESTA | hp02 | 09_CH | ZUESTA | component | HeatGeneratorPlantDhwThermalPower | unit | Units.WATT
2026-07-31 12:42:32 UTC | hp02_09_CH_ZUESTA | hp02 | 09_CH | ZUESTA | component | SolarDhwThermalPower | building_name | BUI1
2026-07-31 12:42:32 UTC | hp02_09_CH_ZUESTA | hp02 | 09_CH | ZUESTA | component | SolarDhwThermalPower | name | SolarDhwThermalPower
2026-07-31 12:42:32 UTC | hp02_09_CH_ZUESTA | hp02 | 09_CH | ZUESTA | component | SolarDhwThermalPower | value_watt
2026-07-31 12:42:32 UTC | hp02_09_CH_ZUESTA | hp02 | 09_CH | ZUESTA | component | SolarDhwThermalPower | loadtype | LoadTypes.ANY
2026-07-31 12:42:32 UTC | hp02_09_CH_ZUESTA | hp02 | 09_CH | ZUESTA | component | SolarDhwThermalPower | unit | Units.WATT
2026-07-31 12:42:32 UTC | hp02_09_CH_ZUESTA | hp02 | 09_CH | ZUESTA | component | FlexibilityPotential | building_name | BUI1
2026-07-31 12:42:32 UTC | hp02_09_CH_ZUESTA | hp02 | 09_CH | ZUESTA | component | FlexibilityPotential | name | FlexibilityPotential
2026-07-31 12:42:32 UTC | hp02_09_CH_ZUESTA | hp02 | 09_CH | ZUESTA | component | FlexibilityPotential | fallback_heating_cop | 1
2026-07-31 12:42:32 UTC | hp02_09_CH_ZUESTA | hp02 | 09_CH | ZUESTA | component | FlexibilityPotential | fallback_cooling_eer
2026-07-31 12:42:32 UTC | hp03_01_CH_ZUESTA | hp03 | 01_CH | ZUESTA | simulation | SimulationParameters | year | 2050
2026-07-31 12:42:32 UTC | hp03_01_CH_ZUESTA | hp03 | 01_CH | ZUESTA | simulation | SimulationParameters | seconds_per_timestep | 9 | s
2026-07-31 12:42:32 UTC | hp03_01_CH_ZUESTA | hp03 | 01_CH | ZUESTA | simulation | SimulationParameters | country | CH
2026-07-31 12:42:32 UTC | hp03_01_CH_ZUESTA | hp03 | 01_CH | ZUESTA | cli | cli_overrides | ARCH | 01_CH
2026-07-31 12:42:32 UTC | hp03_01_CH_ZUESTA | hp03 | 01_CH | ZUESTA | cli | cli_overrides | WEATHER | ZUESTA
2026-07-31 12:42:32 UTC | hp03_01_CH_ZUESTA | hp03 | 01_CH | ZUESTA | cli | cli_overrides | TIME_HORIZON | future
2026-07-31 12:42:32 UTC | hp03_01_CH_ZUESTA | hp03 | 01_CH | ZUESTA | cli | cli_overrides | SCENARIO | none
2026-07-31 12:42:32 UTC | hp03_01_CH_ZUESTA | hp03 | 01_CH | ZUESTA | cli | cli_overrides | OCC | SIA2024
2026-07-31 12:42:32 UTC | hp03_01_CH_ZUESTA | hp03 | 01_CH | ZUESTA | cli | cli_overrides | HEATGEN_SIZING | IDEAL_LOOKUP
2026-07-31 12:42:32 UTC | hp03_01_CH_ZUESTA | hp03 | 01_CH | ZUESTA | cli | cli_overrides | HP_MODEL | Viessmann Werke GmbH & Co KG / Vitocal 250-A Compact AWMOF-251.A1.19-400-V001/V002
2026-07-31 12:42:32 UTC | hp03_01_CH_ZUESTA | hp03 | 01_CH | ZUESTA | cli | cli_overrides | HP_NOMINAL_POWER_W | 8600
2026-07-31 12:42:32 UTC | hp03_01_CH_ZUESTA | hp03 | 01_CH | ZUESTA | cli | cli_overrides | HP_SHARE_OF_IDEAL | 0.8
2026-07-31 12:42:32 UTC | hp03_01_CH_ZUESTA | hp03 | 01_CH | ZUESTA | internal_loads | SIA2024Occupancy | conditioned_floor_area_in_m2 | 223
2026-07-31 12:42:32 UTC | hp03_01_CH_ZUESTA | hp03 | 01_CH | ZUESTA | internal_loads | SIA2024Occupancy | appliances_load_w_per_m2 | 1
2026-07-31 12:42:32 UTC | hp03_01_CH_ZUESTA | hp03 | 01_CH | ZUESTA | internal_loads | SIA2024Occupancy | lighting_load_w_per_m2 | 3
2026-07-31 12:42:32 UTC | hp03_01_CH_ZUESTA | hp03 | 01_CH | ZUESTA | internal_loads | SIA2024Occupancy | lighting_annual_full_load_hours | 846
2026-07-31 12:42:32 UTC | hp03_01_CH_ZUESTA | hp03 | 01_CH | ZUESTA | internal_loads | SIA2024Occupancy | appliances_yearly_utilization_per_month | 0.7995
2026-07-31 12:42:32 UTC | hp03_01_CH_ZUESTA | hp03 | 01_CH | ZUESTA | weather | Weather | source_path | C:\Users\het\HiSim\hisim\inputs\weather\custom_csv\Zurich\NABZUE_2060_RCP85_DRY.csv
2026-07-31 12:42:32 UTC | hp03_01_CH_ZUESTA | hp03 | 01_CH | ZUESTA | weather | Weather | location | Zurich
2026-07-31 12:42:32 UTC | hp03_01_CH_ZUESTA | hp03 | 01_CH | ZUESTA | weather | Weather | name | Weather
2026-07-31 12:42:32 UTC | hp03_01_CH_ZUESTA | hp03 | 01_CH | ZUESTA | pv | PVSystem | power_in_watt | 14333.9
2026-07-31 12:42:32 UTC | hp03_01_CH_ZUESTA | hp03 | 01_CH | ZUESTA | pv | PVSystem | tilt | 30
2026-07-31 12:42:32 UTC | hp03_01_CH_ZUESTA | hp03 | 01_CH | ZUESTA | pv | PVSystem | azimuth | 180
2026-07-31 12:42:32 UTC | hp03_01_CH_ZUESTA | hp03 | 01_CH | ZUESTA | pv | PVSystem | location | ZUESTA
2026-07-31 12:42:32 UTC | hp03_01_CH_ZUESTA | hp03 | 01_CH | ZUESTA | component | ElectricityMeter | building_name | BUI1
2026-07-31 12:42:32 UTC | hp03_01_CH_ZUESTA | hp03 | 01_CH | ZUESTA | component | ElectricityMeter | name | ElectricityMeter
2026-07-31 12:42:32 UTC | hp03_01_CH_ZUESTA | hp03 | 01_CH | ZUESTA | building | Building | building_name | 0_1918
2026-07-31 12:42:32 UTC | hp03_01_CH_ZUESTA | hp03 | 01_CH | ZUESTA | building | Building | building_code | AT.N.SFH.01.Gen.ReEx.001.002
2026-07-31 12:42:32 UTC | hp03_01_CH_ZUESTA | hp03 | 01_CH | ZUESTA | building | Building | building_heat_capacity_class | heavy
2026-07-31 12:42:32 UTC | hp03_01_CH_ZUESTA | hp03 | 01_CH | ZUESTA | building | Building | absolute_conditioned_floor_area_in_m2 | 223
2026-07-31 12:42:32 UTC | hp03_01_CH_ZUESTA | hp03 | 01_CH | ZUESTA | building | Building | heating_reference_temperature_in_celsius | -8
2026-07-31 12:42:32 UTC | hp03_01_CH_ZUESTA | hp03 | 01_CH | ZUESTA | building | Building | floor_u_value_in_watt_per_m2_per_kelvin | 0.9
2026-07-31 12:42:32 UTC | hp03_01_CH_ZUESTA | hp03 | 01_CH | ZUESTA | building | Building | floor_area_in_m2 | 95.9
2026-07-31 12:42:32 UTC | hp03_01_CH_ZUESTA | hp03 | 01_CH | ZUESTA | building | Building | facade_u_value_in_watt_per_m2_per_kelvin | 0.81
2026-07-31 12:42:32 UTC | hp03_01_CH_ZUESTA | hp03 | 01_CH | ZUESTA | building | Building | facade_area_in_m2 | 173.6
2026-07-31 12:42:32 UTC | hp03_01_CH_ZUESTA | hp03 | 01_CH | ZUESTA | building | Building | roof_u_value_in_watt_per_m2_per_kelvin | 0.46
2026-07-31 12:42:32 UTC | hp03_01_CH_ZUESTA | hp03 | 01_CH | ZUESTA | building | Building | roof_area_in_m2 | 108.7
2026-07-31 12:42:32 UTC | hp03_01_CH_ZUESTA | hp03 | 01_CH | ZUESTA | building | Building | window_u_value_in_watt_per_m2_per_kelvin | 2
2026-07-31 12:42:32 UTC | hp03_01_CH_ZUESTA | hp03 | 01_CH | ZUESTA | building | Building | window_area_in_m2 | 33.1
2026-07-31 12:42:32 UTC | hp03_01_CH_ZUESTA | hp03 | 01_CH | ZUESTA | building | Building | door_u_value_in_watt_per_m2_per_kelvin
2026-07-31 12:42:32 UTC | hp03_01_CH_ZUESTA | hp03 | 01_CH | ZUESTA | building | Building | door_area_in_m2
2026-07-31 12:42:32 UTC | hp03_01_CH_ZUESTA | hp03 | 01_CH | ZUESTA | building | Building | set_heating_temperature_in_celsius | 20.5
2026-07-31 12:42:32 UTC | hp03_01_CH_ZUESTA | hp03 | 01_CH | ZUESTA | building | Building | set_cooling_temperature_in_celsius | 25
2026-07-31 12:42:32 UTC | hp03_01_CH_ZUESTA | hp03 | 01_CH | ZUESTA | building | Building | natural_ventilation_m3_per_h_per_person | 29
2026-07-31 12:42:32 UTC | hp03_01_CH_ZUESTA | hp03 | 01_CH | ZUESTA | building | Building | sia_natural_ventilation_m3_per_h_per_m2 | 0.6
2026-07-31 12:42:32 UTC | hp03_01_CH_ZUESTA | hp03 | 01_CH | ZUESTA | building | Building | swiss_infiltration_rate_per_h | 0.3
2026-07-31 12:42:32 UTC | hp03_01_CH_ZUESTA | hp03 | 01_CH | ZUESTA | building | Building | heating_demand_mode | iso13790
2026-07-31 12:42:32 UTC | hp03_01_CH_ZUESTA | hp03 | 01_CH | ZUESTA | building | Building | operative_heating_proportional_band_in_celsius | 1
2026-07-31 12:42:32 UTC | hp03_01_CH_ZUESTA | hp03 | 01_CH | ZUESTA | building | Building | operative_heating_proportional_gain | 1
2026-07-31 12:42:32 UTC | hp03_01_CH_ZUESTA | hp03 | 01_CH | ZUESTA | building | Building | control_comfort_lower_bound_shift_in_celsius
2026-07-31 12:42:32 UTC | hp03_01_CH_ZUESTA | hp03 | 01_CH | ZUESTA | building | Building | comfort_aware_seasonal_heating_gate | true
2026-07-31 12:42:32 UTC | hp03_01_CH_ZUESTA | hp03 | 01_CH | ZUESTA | component | StrictComfortDemandController | building_name | BUI1
2026-07-31 12:42:32 UTC | hp03_01_CH_ZUESTA | hp03 | 01_CH | ZUESTA | component | StrictComfortDemandController | name | StrictComfortDemandController
2026-07-31 12:42:32 UTC | hp03_01_CH_ZUESTA | hp03 | 01_CH | ZUESTA | component | StrictComfortDemandController | temperature_air_heating_in_celsius | 20.5
2026-07-31 12:42:32 UTC | hp03_01_CH_ZUESTA | hp03 | 01_CH | ZUESTA | component | StrictComfortDemandController | temperature_air_cooling_in_celsius | 24
2026-07-31 12:42:32 UTC | hp03_01_CH_ZUESTA | hp03 | 01_CH | ZUESTA | component | StrictComfortDemandController | offset | 0.5
2026-07-31 12:42:32 UTC | hp03_01_CH_ZUESTA | hp03 | 01_CH | ZUESTA | component | StrictComfortDemandController | mode | 2
2026-07-31 12:42:32 UTC | hp03_01_CH_ZUESTA | hp03 | 01_CH | ZUESTA | component | StrictComfortDemandController | use_adaptive_comfort_band | true
2026-07-31 12:42:32 UTC | hp03_01_CH_ZUESTA | hp03 | 01_CH | ZUESTA | component | StrictComfortDemandController | control_strategy | strict_comfort_band_v1
2026-07-31 12:42:32 UTC | hp03_01_CH_ZUESTA | hp03 | 01_CH | ZUESTA | component | StrictComfortDemandController | comfort_band_inner_offset_in_celsius | 0.5
2026-07-31 12:42:32 UTC | hp03_01_CH_ZUESTA | hp03 | 01_CH | ZUESTA | component | StrictComfortDemandController | comfort_band_inner_offset_lower_in_celsius | 1
2026-07-31 12:42:32 UTC | hp03_01_CH_ZUESTA | hp03 | 01_CH | ZUESTA | component | StrictComfortDemandController | comfort_band_inner_offset_upper_in_celsius | 0.5
2026-07-31 12:42:32 UTC | hp03_01_CH_ZUESTA | hp03 | 01_CH | ZUESTA | component | StrictComfortDemandController | heating_disabled_above_running_mean_outdoor_temperature_in_celsius | 18
2026-07-31 12:42:32 UTC | hp03_01_CH_ZUESTA | hp03 | 01_CH | ZUESTA | component | StrictComfortDemandController | cooling_enabled_above_running_mean_outdoor_temperature_in_celsius | 22
2026-07-31 12:42:32 UTC | hp03_01_CH_ZUESTA | hp03 | 01_CH | ZUESTA | component | ComfortBandHeatingDemand | building_name | BUI1
2026-07-31 12:42:32 UTC | hp03_01_CH_ZUESTA | hp03 | 01_CH | ZUESTA | component | ComfortBandHeatingDemand | name | ComfortBandHeatingDemand
2026-07-31 12:42:32 UTC | hp03_01_CH_ZUESTA | hp03 | 01_CH | ZUESTA | component | ComfortBandHeatingDemand | max_heating_power_in_watt | 12075
2026-07-31 12:42:32 UTC | hp03_01_CH_ZUESTA | hp03 | 01_CH | ZUESTA | component | ComfortBandHeatingDemand | proportional_gain_in_watt_per_kelvin | 24150
2026-07-31 12:42:32 UTC | hp03_01_CH_ZUESTA | hp03 | 01_CH | ZUESTA | component | StrictComfortSetpointModifier | building_name | BUI1
2026-07-31 12:42:32 UTC | hp03_01_CH_ZUESTA | hp03 | 01_CH | ZUESTA | component | StrictComfortSetpointModifier | name | StrictComfortSetpointModifier
2026-07-31 12:42:32 UTC | hp03_01_CH_ZUESTA | hp03 | 01_CH | ZUESTA | component | StrictComfortSetpointModifier | base_heating_setpoint_in_celsius | 20.5
2026-07-31 12:42:32 UTC | hp03_01_CH_ZUESTA | hp03 | 01_CH | ZUESTA | component | StrictComfortSetpointModifier | recovery_gain | 5
2026-07-31 12:42:32 UTC | hp03_01_CH_ZUESTA | hp03 | 01_CH | ZUESTA | component | StrictComfortSetpointModifier | max_recovery_boost_in_celsius | 5
2026-07-31 12:42:32 UTC | hp03_01_CH_ZUESTA | hp03 | 01_CH | ZUESTA | component | StrictComfortSetpointModifier | clamp_min_modifier_in_celsius
2026-07-31 12:42:32 UTC | hp03_01_CH_ZUESTA | hp03 | 01_CH | ZUESTA | component | StrictComfortSetpointModifier | clamp_max_modifier_in_celsius | 15
2026-07-31 12:42:32 UTC | hp03_01_CH_ZUESTA | hp03 | 01_CH | ZUESTA | component | TotalThermalBuildingDemand | building_name | BUI1
2026-07-31 12:42:32 UTC | hp03_01_CH_ZUESTA | hp03 | 01_CH | ZUESTA | component | TotalThermalBuildingDemand | name | TotalThermalBuildingDemand
2026-07-31 12:42:32 UTC | hp03_01_CH_ZUESTA | hp03 | 01_CH | ZUESTA | component | TotalThermalBuildingDemand | loadtype | LoadTypes.ANY
2026-07-31 12:42:32 UTC | hp03_01_CH_ZUESTA | hp03 | 01_CH | ZUESTA | component | TotalThermalBuildingDemand | unit | Units.WATT
2026-07-31 12:42:32 UTC | hp03_01_CH_ZUESTA | hp03 | 01_CH | ZUESTA | component | HeatDistributionController | building_name | BUI1
2026-07-31 12:42:32 UTC | hp03_01_CH_ZUESTA | hp03 | 01_CH | ZUESTA | component | HeatDistributionController | name | HeatDistributionController
2026-07-31 12:42:32 UTC | hp03_01_CH_ZUESTA | hp03 | 01_CH | ZUESTA | component | HeatDistributionController | heating_system | HeatDistributionSystemType.FLOORHEATING
2026-07-31 12:42:32 UTC | hp03_01_CH_ZUESTA | hp03 | 01_CH | ZUESTA | component | HeatDistributionController | set_heating_threshold_outside_temperature_in_celsius | 16
2026-07-31 12:42:32 UTC | hp03_01_CH_ZUESTA | hp03 | 01_CH | ZUESTA | component | HeatDistributionController | heating_reference_temperature_in_celsius | -8
2026-07-31 12:42:32 UTC | hp03_01_CH_ZUESTA | hp03 | 01_CH | ZUESTA | component | HeatDistributionController | set_heating_temperature_for_building_in_celsius | 20.5
2026-07-31 12:42:32 UTC | hp03_01_CH_ZUESTA | hp03 | 01_CH | ZUESTA | component | HeatDistributionController | set_cooling_temperature_for_building_in_celsius | 25
2026-07-31 12:42:32 UTC | hp03_01_CH_ZUESTA | hp03 | 01_CH | ZUESTA | component | HeatDistributionController | heating_load_of_building_in_watt | 12075
2026-07-31 12:42:32 UTC | hp03_01_CH_ZUESTA | hp03 | 01_CH | ZUESTA | heat_distribution | HeatDistributionSystem | absolute_conditioned_floor_area_in_m2 | 223
2026-07-31 12:42:32 UTC | hp03_01_CH_ZUESTA | hp03 | 01_CH | ZUESTA | thermal_storage | SimpleHotWaterStorage | volume_heating_water_storage_in_liter | 603.8
2026-07-31 12:42:32 UTC | hp03_01_CH_ZUESTA | hp03 | 01_CH | ZUESTA | component | BufferRemainingCapacity60C | building_name | BUI1
2026-07-31 12:42:32 UTC | hp03_01_CH_ZUESTA | hp03 | 01_CH | ZUESTA | component | BufferRemainingCapacity60C | name | BufferRemainingCapacity60C
2026-07-31 12:42:32 UTC | hp03_01_CH_ZUESTA | hp03 | 01_CH | ZUESTA | component | BufferRemainingCapacity60C | volume_heating_water_storage_in_liter | 603.8
2026-07-31 12:42:32 UTC | hp03_01_CH_ZUESTA | hp03 | 01_CH | ZUESTA | component | BufferRemainingCapacity60C | max_temperature_in_celsius | 6
2026-07-31 12:42:32 UTC | hp03_01_CH_ZUESTA | hp03 | 01_CH | ZUESTA | component | BufferRemainingCapacity60C | water_density_kg_per_liter | 0.992
2026-07-31 12:42:32 UTC | hp03_01_CH_ZUESTA | hp03 | 01_CH | ZUESTA | component | BufferRemainingCapacity60C | water_specific_heat_capacity_j_per_kg_per_k | 4180
2026-07-31 12:42:32 UTC | hp03_01_CH_ZUESTA | hp03 | 01_CH | ZUESTA | component | HeatPumpControllerSH | building_name | BUI1
2026-07-31 12:42:32 UTC | hp03_01_CH_ZUESTA | hp03 | 01_CH | ZUESTA | component | HeatPumpControllerSH | name | HeatPumpControllerSH
2026-07-31 12:42:32 UTC | hp03_01_CH_ZUESTA | hp03 | 01_CH | ZUESTA | component | HeatPumpControllerSH | mode | 2
2026-07-31 12:42:32 UTC | hp03_01_CH_ZUESTA | hp03 | 01_CH | ZUESTA | component | HeatPumpControllerSH | set_heating_threshold_outside_temperature_in_celsius | 16
2026-07-31 12:42:32 UTC | hp03_01_CH_ZUESTA | hp03 | 01_CH | ZUESTA | component | HeatPumpControllerSH | set_cooling_threshold_outside_temperature_in_celsius | 22
2026-07-31 12:42:32 UTC | hp03_01_CH_ZUESTA | hp03 | 01_CH | ZUESTA | component | HeatPumpControllerSH | upper_temperature_offset_for_state_conditions_in_celsius | 1
2026-07-31 12:42:32 UTC | hp03_01_CH_ZUESTA | hp03 | 01_CH | ZUESTA | component | HeatPumpControllerSH | lower_temperature_offset_for_state_conditions_in_celsius | 1
2026-07-31 12:42:32 UTC | hp03_01_CH_ZUESTA | hp03 | 01_CH | ZUESTA | component | HeatPumpControllerSH | heat_distribution_system_type | HeatDistributionSystemType.FLOORHEATING
2026-07-31 12:42:32 UTC | hp03_01_CH_ZUESTA | hp03 | 01_CH | ZUESTA | component | HeatPumpControllerDHW | building_name | BUI1
2026-07-31 12:42:32 UTC | hp03_01_CH_ZUESTA | hp03 | 01_CH | ZUESTA | component | HeatPumpControllerDHW | name | HeatPumpControllerDHW
2026-07-31 12:42:32 UTC | hp03_01_CH_ZUESTA | hp03 | 01_CH | ZUESTA | component | HeatPumpControllerDHW | t_min_dhw_storage_in_celsius | 4
2026-07-31 12:42:32 UTC | hp03_01_CH_ZUESTA | hp03 | 01_CH | ZUESTA | component | HeatPumpControllerDHW | t_max_dhw_storage_in_celsius | 6
2026-07-31 12:42:32 UTC | hp03_01_CH_ZUESTA | hp03 | 01_CH | ZUESTA | component | HeatPumpControllerDHW | thermalpower_dhw_is_constant | false
2026-07-31 12:42:32 UTC | hp03_01_CH_ZUESTA | hp03 | 01_CH | ZUESTA | component | HeatPumpControllerDHW | p_th_max_dhw_in_watt | 5000
2026-07-31 12:42:32 UTC | hp03_01_CH_ZUESTA | hp03 | 01_CH | ZUESTA | heat_generator | HeatPumpHPLib | set_thermal_output_power_in_watt | 8600
2026-07-31 12:42:32 UTC | hp03_01_CH_ZUESTA | hp03 | 01_CH | ZUESTA | heat_generator | HeatPumpHPLib | flow_temperature_in_celsius | 35
2026-07-31 12:42:32 UTC | hp03_01_CH_ZUESTA | hp03 | 01_CH | ZUESTA | heat_generator | HeatPumpHPLib | heating_reference_temperature_in_celsius | -7
2026-07-31 12:42:32 UTC | hp03_01_CH_ZUESTA | hp03 | 01_CH | ZUESTA | heat_generator | HeatPumpHPLib | with_domestic_hot_water_preparation | true
2026-07-31 12:42:32 UTC | hp03_01_CH_ZUESTA | hp03 | 01_CH | ZUESTA | heat_generator | HeatPumpHPLib | minimum_running_time_in_seconds | 14400
2026-07-31 12:42:32 UTC | hp03_01_CH_ZUESTA | hp03 | 01_CH | ZUESTA | heat_generator | HeatPumpHPLib | minimum_idle_time_in_seconds | 900
2026-07-31 12:42:32 UTC | hp03_01_CH_ZUESTA | hp03 | 01_CH | ZUESTA | heat_generator | HeatPumpHPLib | group_id | 1
2026-07-31 12:42:32 UTC | hp03_01_CH_ZUESTA | hp03 | 01_CH | ZUESTA | component | HeatGeneratorTotalThermalPower | building_name | BUI1
2026-07-31 12:42:32 UTC | hp03_01_CH_ZUESTA | hp03 | 01_CH | ZUESTA | component | HeatGeneratorTotalThermalPower | name | HeatGeneratorTotalThermalPower
2026-07-31 12:42:32 UTC | hp03_01_CH_ZUESTA | hp03 | 01_CH | ZUESTA | component | HeatGeneratorTotalThermalPower | loadtype | LoadTypes.ANY
2026-07-31 12:42:32 UTC | hp03_01_CH_ZUESTA | hp03 | 01_CH | ZUESTA | component | HeatGeneratorTotalThermalPower | unit | Units.WATT
2026-07-31 12:42:32 UTC | hp03_01_CH_ZUESTA | hp03 | 01_CH | ZUESTA | component | HeatGeneratorPlantDhwThermalPower | building_name | BUI1
2026-07-31 12:42:32 UTC | hp03_01_CH_ZUESTA | hp03 | 01_CH | ZUESTA | component | HeatGeneratorPlantDhwThermalPower | name | HeatGeneratorPlantDhwThermalPower
2026-07-31 12:42:32 UTC | hp03_01_CH_ZUESTA | hp03 | 01_CH | ZUESTA | component | HeatGeneratorPlantDhwThermalPower | loadtype | LoadTypes.ANY
2026-07-31 12:42:32 UTC | hp03_01_CH_ZUESTA | hp03 | 01_CH | ZUESTA | component | HeatGeneratorPlantDhwThermalPower | unit | Units.WATT
2026-07-31 12:42:32 UTC | hp03_01_CH_ZUESTA | hp03 | 01_CH | ZUESTA | component | SolarDhwThermalPower | building_name | BUI1
2026-07-31 12:42:32 UTC | hp03_01_CH_ZUESTA | hp03 | 01_CH | ZUESTA | component | SolarDhwThermalPower | name | SolarDhwThermalPower
2026-07-31 12:42:32 UTC | hp03_01_CH_ZUESTA | hp03 | 01_CH | ZUESTA | component | SolarDhwThermalPower | value_watt
2026-07-31 12:42:32 UTC | hp03_01_CH_ZUESTA | hp03 | 01_CH | ZUESTA | component | SolarDhwThermalPower | loadtype | LoadTypes.ANY
2026-07-31 12:42:32 UTC | hp03_01_CH_ZUESTA | hp03 | 01_CH | ZUESTA | component | SolarDhwThermalPower | unit | Units.WATT
2026-07-31 12:42:32 UTC | hp03_01_CH_ZUESTA | hp03 | 01_CH | ZUESTA | component | FlexibilityPotential | building_name | BUI1
2026-07-31 12:42:32 UTC | hp03_01_CH_ZUESTA | hp03 | 01_CH | ZUESTA | component | FlexibilityPotential | name | FlexibilityPotential
2026-07-31 12:42:32 UTC | hp03_01_CH_ZUESTA | hp03 | 01_CH | ZUESTA | component | FlexibilityPotential | fallback_heating_cop | 1
2026-07-31 12:42:32 UTC | hp03_01_CH_ZUESTA | hp03 | 01_CH | ZUESTA | component | FlexibilityPotential | fallback_cooling_eer
2026-07-31 12:42:32 UTC | hp03_02_CH_ZUESTA | hp03 | 02_CH | ZUESTA | simulation | SimulationParameters | year | 2050
2026-07-31 12:42:32 UTC | hp03_02_CH_ZUESTA | hp03 | 02_CH | ZUESTA | simulation | SimulationParameters | seconds_per_timestep | 9 | s
2026-07-31 12:42:32 UTC | hp03_02_CH_ZUESTA | hp03 | 02_CH | ZUESTA | simulation | SimulationParameters | country | CH
2026-07-31 12:42:32 UTC | hp03_02_CH_ZUESTA | hp03 | 02_CH | ZUESTA | cli | cli_overrides | ARCH | 02_CH
2026-07-31 12:42:32 UTC | hp03_02_CH_ZUESTA | hp03 | 02_CH | ZUESTA | cli | cli_overrides | WEATHER | ZUESTA
2026-07-31 12:42:32 UTC | hp03_02_CH_ZUESTA | hp03 | 02_CH | ZUESTA | cli | cli_overrides | TIME_HORIZON | future
2026-07-31 12:42:32 UTC | hp03_02_CH_ZUESTA | hp03 | 02_CH | ZUESTA | cli | cli_overrides | SCENARIO | none
2026-07-31 12:42:32 UTC | hp03_02_CH_ZUESTA | hp03 | 02_CH | ZUESTA | cli | cli_overrides | OCC | SIA2024
2026-07-31 12:42:32 UTC | hp03_02_CH_ZUESTA | hp03 | 02_CH | ZUESTA | cli | cli_overrides | HEATGEN_SIZING | IDEAL_LOOKUP
2026-07-31 12:42:32 UTC | hp03_02_CH_ZUESTA | hp03 | 02_CH | ZUESTA | cli | cli_overrides | HP_MODEL | Viessmann Werke GmbH & Co KG / Vitocal 250-A Compact AWMOF-251.A1.19-400-V001/V002
2026-07-31 12:42:32 UTC | hp03_02_CH_ZUESTA | hp03 | 02_CH | ZUESTA | cli | cli_overrides | HP_NOMINAL_POWER_W | 8600
2026-07-31 12:42:32 UTC | hp03_02_CH_ZUESTA | hp03 | 02_CH | ZUESTA | cli | cli_overrides | HP_SHARE_OF_IDEAL | 0.8
2026-07-31 12:42:32 UTC | hp03_02_CH_ZUESTA | hp03 | 02_CH | ZUESTA | internal_loads | SIA2024Occupancy | conditioned_floor_area_in_m2 | 195
2026-07-31 12:42:32 UTC | hp03_02_CH_ZUESTA | hp03 | 02_CH | ZUESTA | internal_loads | SIA2024Occupancy | appliances_load_w_per_m2 | 1
2026-07-31 12:42:32 UTC | hp03_02_CH_ZUESTA | hp03 | 02_CH | ZUESTA | internal_loads | SIA2024Occupancy | lighting_load_w_per_m2 | 3
2026-07-31 12:42:32 UTC | hp03_02_CH_ZUESTA | hp03 | 02_CH | ZUESTA | internal_loads | SIA2024Occupancy | lighting_annual_full_load_hours | 846
2026-07-31 12:42:32 UTC | hp03_02_CH_ZUESTA | hp03 | 02_CH | ZUESTA | internal_loads | SIA2024Occupancy | appliances_yearly_utilization_per_month | 0.7995
2026-07-31 12:42:32 UTC | hp03_02_CH_ZUESTA | hp03 | 02_CH | ZUESTA | weather | Weather | source_path | C:\Users\het\HiSim\hisim\inputs\weather\custom_csv\Zurich\NABZUE_2060_RCP85_DRY.csv
2026-07-31 12:42:32 UTC | hp03_02_CH_ZUESTA | hp03 | 02_CH | ZUESTA | weather | Weather | location | Zurich
2026-07-31 12:42:32 UTC | hp03_02_CH_ZUESTA | hp03 | 02_CH | ZUESTA | weather | Weather | name | Weather
2026-07-31 12:42:32 UTC | hp03_02_CH_ZUESTA | hp03 | 02_CH | ZUESTA | pv | PVSystem | power_in_watt | 12659.2
2026-07-31 12:42:32 UTC | hp03_02_CH_ZUESTA | hp03 | 02_CH | ZUESTA | pv | PVSystem | tilt | 30
2026-07-31 12:42:32 UTC | hp03_02_CH_ZUESTA | hp03 | 02_CH | ZUESTA | pv | PVSystem | azimuth | 180
2026-07-31 12:42:32 UTC | hp03_02_CH_ZUESTA | hp03 | 02_CH | ZUESTA | pv | PVSystem | location | ZUESTA
2026-07-31 12:42:32 UTC | hp03_02_CH_ZUESTA | hp03 | 02_CH | ZUESTA | component | ElectricityMeter | building_name | BUI1
2026-07-31 12:42:32 UTC | hp03_02_CH_ZUESTA | hp03 | 02_CH | ZUESTA | component | ElectricityMeter | name | ElectricityMeter
2026-07-31 12:42:32 UTC | hp03_02_CH_ZUESTA | hp03 | 02_CH | ZUESTA | building | Building | building_name | 1919_1945
2026-07-31 12:42:32 UTC | hp03_02_CH_ZUESTA | hp03 | 02_CH | ZUESTA | building | Building | building_code | AT.N.SFH.02.Gen.ReEx.001.002
2026-07-31 12:42:32 UTC | hp03_02_CH_ZUESTA | hp03 | 02_CH | ZUESTA | building | Building | building_heat_capacity_class | medium
2026-07-31 12:42:32 UTC | hp03_02_CH_ZUESTA | hp03 | 02_CH | ZUESTA | building | Building | absolute_conditioned_floor_area_in_m2 | 195
2026-07-31 12:42:32 UTC | hp03_02_CH_ZUESTA | hp03 | 02_CH | ZUESTA | building | Building | heating_reference_temperature_in_celsius | -8
2026-07-31 12:42:32 UTC | hp03_02_CH_ZUESTA | hp03 | 02_CH | ZUESTA | building | Building | floor_u_value_in_watt_per_m2_per_kelvin | 0.9
2026-07-31 12:42:32 UTC | hp03_02_CH_ZUESTA | hp03 | 02_CH | ZUESTA | building | Building | floor_area_in_m2 | 81.5
2026-07-31 12:42:32 UTC | hp03_02_CH_ZUESTA | hp03 | 02_CH | ZUESTA | building | Building | facade_u_value_in_watt_per_m2_per_kelvin | 0.9
2026-07-31 12:42:32 UTC | hp03_02_CH_ZUESTA | hp03 | 02_CH | ZUESTA | building | Building | facade_area_in_m2 | 183.5
2026-07-31 12:42:32 UTC | hp03_02_CH_ZUESTA | hp03 | 02_CH | ZUESTA | building | Building | roof_u_value_in_watt_per_m2_per_kelvin | 0.44
2026-07-31 12:42:32 UTC | hp03_02_CH_ZUESTA | hp03 | 02_CH | ZUESTA | building | Building | roof_area_in_m2 | 96
2026-07-31 12:42:32 UTC | hp03_02_CH_ZUESTA | hp03 | 02_CH | ZUESTA | building | Building | window_u_value_in_watt_per_m2_per_kelvin | 1.8
2026-07-31 12:42:32 UTC | hp03_02_CH_ZUESTA | hp03 | 02_CH | ZUESTA | building | Building | window_area_in_m2 | 31.2
2026-07-31 12:42:32 UTC | hp03_02_CH_ZUESTA | hp03 | 02_CH | ZUESTA | building | Building | door_u_value_in_watt_per_m2_per_kelvin
2026-07-31 12:42:32 UTC | hp03_02_CH_ZUESTA | hp03 | 02_CH | ZUESTA | building | Building | door_area_in_m2
2026-07-31 12:42:32 UTC | hp03_02_CH_ZUESTA | hp03 | 02_CH | ZUESTA | building | Building | set_heating_temperature_in_celsius | 20.5
2026-07-31 12:42:32 UTC | hp03_02_CH_ZUESTA | hp03 | 02_CH | ZUESTA | building | Building | set_cooling_temperature_in_celsius | 25
2026-07-31 12:42:32 UTC | hp03_02_CH_ZUESTA | hp03 | 02_CH | ZUESTA | building | Building | natural_ventilation_m3_per_h_per_person | 29
2026-07-31 12:42:32 UTC | hp03_02_CH_ZUESTA | hp03 | 02_CH | ZUESTA | building | Building | sia_natural_ventilation_m3_per_h_per_m2 | 0.6
2026-07-31 12:42:32 UTC | hp03_02_CH_ZUESTA | hp03 | 02_CH | ZUESTA | building | Building | swiss_infiltration_rate_per_h | 0.3
2026-07-31 12:42:32 UTC | hp03_02_CH_ZUESTA | hp03 | 02_CH | ZUESTA | building | Building | heating_demand_mode | iso13790
2026-07-31 12:42:32 UTC | hp03_02_CH_ZUESTA | hp03 | 02_CH | ZUESTA | building | Building | operative_heating_proportional_band_in_celsius | 1
2026-07-31 12:42:32 UTC | hp03_02_CH_ZUESTA | hp03 | 02_CH | ZUESTA | building | Building | operative_heating_proportional_gain | 1
2026-07-31 12:42:32 UTC | hp03_02_CH_ZUESTA | hp03 | 02_CH | ZUESTA | building | Building | control_comfort_lower_bound_shift_in_celsius
2026-07-31 12:42:32 UTC | hp03_02_CH_ZUESTA | hp03 | 02_CH | ZUESTA | building | Building | comfort_aware_seasonal_heating_gate | true
2026-07-31 12:42:32 UTC | hp03_02_CH_ZUESTA | hp03 | 02_CH | ZUESTA | component | StrictComfortDemandController | building_name | BUI1
2026-07-31 12:42:32 UTC | hp03_02_CH_ZUESTA | hp03 | 02_CH | ZUESTA | component | StrictComfortDemandController | name | StrictComfortDemandController
2026-07-31 12:42:32 UTC | hp03_02_CH_ZUESTA | hp03 | 02_CH | ZUESTA | component | StrictComfortDemandController | temperature_air_heating_in_celsius | 20.5
2026-07-31 12:42:32 UTC | hp03_02_CH_ZUESTA | hp03 | 02_CH | ZUESTA | component | StrictComfortDemandController | temperature_air_cooling_in_celsius | 24
2026-07-31 12:42:32 UTC | hp03_02_CH_ZUESTA | hp03 | 02_CH | ZUESTA | component | StrictComfortDemandController | offset | 0.5
2026-07-31 12:42:32 UTC | hp03_02_CH_ZUESTA | hp03 | 02_CH | ZUESTA | component | StrictComfortDemandController | mode | 2
2026-07-31 12:42:32 UTC | hp03_02_CH_ZUESTA | hp03 | 02_CH | ZUESTA | component | StrictComfortDemandController | use_adaptive_comfort_band | true
2026-07-31 12:42:32 UTC | hp03_02_CH_ZUESTA | hp03 | 02_CH | ZUESTA | component | StrictComfortDemandController | control_strategy | strict_comfort_band_v1
2026-07-31 12:42:32 UTC | hp03_02_CH_ZUESTA | hp03 | 02_CH | ZUESTA | component | StrictComfortDemandController | comfort_band_inner_offset_in_celsius | 0.5
2026-07-31 12:42:32 UTC | hp03_02_CH_ZUESTA | hp03 | 02_CH | ZUESTA | component | StrictComfortDemandController | comfort_band_inner_offset_lower_in_celsius | 1
2026-07-31 12:42:32 UTC | hp03_02_CH_ZUESTA | hp03 | 02_CH | ZUESTA | component | StrictComfortDemandController | comfort_band_inner_offset_upper_in_celsius | 0.5
2026-07-31 12:42:32 UTC | hp03_02_CH_ZUESTA | hp03 | 02_CH | ZUESTA | component | StrictComfortDemandController | heating_disabled_above_running_mean_outdoor_temperature_in_celsius | 18
2026-07-31 12:42:32 UTC | hp03_02_CH_ZUESTA | hp03 | 02_CH | ZUESTA | component | StrictComfortDemandController | cooling_enabled_above_running_mean_outdoor_temperature_in_celsius | 22
2026-07-31 12:42:32 UTC | hp03_02_CH_ZUESTA | hp03 | 02_CH | ZUESTA | component | ComfortBandHeatingDemand | building_name | BUI1
2026-07-31 12:42:32 UTC | hp03_02_CH_ZUESTA | hp03 | 02_CH | ZUESTA | component | ComfortBandHeatingDemand | name | ComfortBandHeatingDemand
2026-07-31 12:42:32 UTC | hp03_02_CH_ZUESTA | hp03 | 02_CH | ZUESTA | component | ComfortBandHeatingDemand | max_heating_power_in_watt | 11855.7
2026-07-31 12:42:32 UTC | hp03_02_CH_ZUESTA | hp03 | 02_CH | ZUESTA | component | ComfortBandHeatingDemand | proportional_gain_in_watt_per_kelvin | 23711.4
2026-07-31 12:42:32 UTC | hp03_02_CH_ZUESTA | hp03 | 02_CH | ZUESTA | component | StrictComfortSetpointModifier | building_name | BUI1
2026-07-31 12:42:32 UTC | hp03_02_CH_ZUESTA | hp03 | 02_CH | ZUESTA | component | StrictComfortSetpointModifier | name | StrictComfortSetpointModifier
2026-07-31 12:42:32 UTC | hp03_02_CH_ZUESTA | hp03 | 02_CH | ZUESTA | component | StrictComfortSetpointModifier | base_heating_setpoint_in_celsius | 20.5
2026-07-31 12:42:32 UTC | hp03_02_CH_ZUESTA | hp03 | 02_CH | ZUESTA | component | StrictComfortSetpointModifier | recovery_gain | 5
2026-07-31 12:42:32 UTC | hp03_02_CH_ZUESTA | hp03 | 02_CH | ZUESTA | component | StrictComfortSetpointModifier | max_recovery_boost_in_celsius | 5
2026-07-31 12:42:32 UTC | hp03_02_CH_ZUESTA | hp03 | 02_CH | ZUESTA | component | StrictComfortSetpointModifier | clamp_min_modifier_in_celsius
2026-07-31 12:42:32 UTC | hp03_02_CH_ZUESTA | hp03 | 02_CH | ZUESTA | component | StrictComfortSetpointModifier | clamp_max_modifier_in_celsius | 15
2026-07-31 12:42:32 UTC | hp03_02_CH_ZUESTA | hp03 | 02_CH | ZUESTA | component | TotalThermalBuildingDemand | building_name | BUI1
2026-07-31 12:42:32 UTC | hp03_02_CH_ZUESTA | hp03 | 02_CH | ZUESTA | component | TotalThermalBuildingDemand | name | TotalThermalBuildingDemand
2026-07-31 12:42:32 UTC | hp03_02_CH_ZUESTA | hp03 | 02_CH | ZUESTA | component | TotalThermalBuildingDemand | loadtype | LoadTypes.ANY
2026-07-31 12:42:32 UTC | hp03_02_CH_ZUESTA | hp03 | 02_CH | ZUESTA | component | TotalThermalBuildingDemand | unit | Units.WATT
2026-07-31 12:42:32 UTC | hp03_02_CH_ZUESTA | hp03 | 02_CH | ZUESTA | component | HeatDistributionController | building_name | BUI1
2026-07-31 12:42:32 UTC | hp03_02_CH_ZUESTA | hp03 | 02_CH | ZUESTA | component | HeatDistributionController | name | HeatDistributionController
2026-07-31 12:42:32 UTC | hp03_02_CH_ZUESTA | hp03 | 02_CH | ZUESTA | component | HeatDistributionController | heating_system | HeatDistributionSystemType.FLOORHEATING
2026-07-31 12:42:32 UTC | hp03_02_CH_ZUESTA | hp03 | 02_CH | ZUESTA | component | HeatDistributionController | set_heating_threshold_outside_temperature_in_celsius | 16
2026-07-31 12:42:32 UTC | hp03_02_CH_ZUESTA | hp03 | 02_CH | ZUESTA | component | HeatDistributionController | heating_reference_temperature_in_celsius | -8
2026-07-31 12:42:32 UTC | hp03_02_CH_ZUESTA | hp03 | 02_CH | ZUESTA | component | HeatDistributionController | set_heating_temperature_for_building_in_celsius | 20.5
2026-07-31 12:42:32 UTC | hp03_02_CH_ZUESTA | hp03 | 02_CH | ZUESTA | component | HeatDistributionController | set_cooling_temperature_for_building_in_celsius | 25
2026-07-31 12:42:32 UTC | hp03_02_CH_ZUESTA | hp03 | 02_CH | ZUESTA | component | HeatDistributionController | heating_load_of_building_in_watt | 11855.7
2026-07-31 12:42:32 UTC | hp03_02_CH_ZUESTA | hp03 | 02_CH | ZUESTA | heat_distribution | HeatDistributionSystem | absolute_conditioned_floor_area_in_m2 | 195
2026-07-31 12:42:32 UTC | hp03_02_CH_ZUESTA | hp03 | 02_CH | ZUESTA | thermal_storage | SimpleHotWaterStorage | volume_heating_water_storage_in_liter | 592.8
2026-07-31 12:42:32 UTC | hp03_02_CH_ZUESTA | hp03 | 02_CH | ZUESTA | component | BufferRemainingCapacity60C | building_name | BUI1
2026-07-31 12:42:32 UTC | hp03_02_CH_ZUESTA | hp03 | 02_CH | ZUESTA | component | BufferRemainingCapacity60C | name | BufferRemainingCapacity60C
2026-07-31 12:42:32 UTC | hp03_02_CH_ZUESTA | hp03 | 02_CH | ZUESTA | component | BufferRemainingCapacity60C | volume_heating_water_storage_in_liter | 592.8
2026-07-31 12:42:32 UTC | hp03_02_CH_ZUESTA | hp03 | 02_CH | ZUESTA | component | BufferRemainingCapacity60C | max_temperature_in_celsius | 6
2026-07-31 12:42:32 UTC | hp03_02_CH_ZUESTA | hp03 | 02_CH | ZUESTA | component | BufferRemainingCapacity60C | water_density_kg_per_liter | 0.992
2026-07-31 12:42:32 UTC | hp03_02_CH_ZUESTA | hp03 | 02_CH | ZUESTA | component | BufferRemainingCapacity60C | water_specific_heat_capacity_j_per_kg_per_k | 4180
2026-07-31 12:42:32 UTC | hp03_02_CH_ZUESTA | hp03 | 02_CH | ZUESTA | component | HeatPumpControllerSH | building_name | BUI1
2026-07-31 12:42:32 UTC | hp03_02_CH_ZUESTA | hp03 | 02_CH | ZUESTA | component | HeatPumpControllerSH | name | HeatPumpControllerSH
2026-07-31 12:42:32 UTC | hp03_02_CH_ZUESTA | hp03 | 02_CH | ZUESTA | component | HeatPumpControllerSH | mode | 2
2026-07-31 12:42:32 UTC | hp03_02_CH_ZUESTA | hp03 | 02_CH | ZUESTA | component | HeatPumpControllerSH | set_heating_threshold_outside_temperature_in_celsius | 16
2026-07-31 12:42:32 UTC | hp03_02_CH_ZUESTA | hp03 | 02_CH | ZUESTA | component | HeatPumpControllerSH | set_cooling_threshold_outside_temperature_in_celsius | 22
2026-07-31 12:42:32 UTC | hp03_02_CH_ZUESTA | hp03 | 02_CH | ZUESTA | component | HeatPumpControllerSH | upper_temperature_offset_for_state_conditions_in_celsius | 1
2026-07-31 12:42:32 UTC | hp03_02_CH_ZUESTA | hp03 | 02_CH | ZUESTA | component | HeatPumpControllerSH | lower_temperature_offset_for_state_conditions_in_celsius | 1
2026-07-31 12:42:32 UTC | hp03_02_CH_ZUESTA | hp03 | 02_CH | ZUESTA | component | HeatPumpControllerSH | heat_distribution_system_type | HeatDistributionSystemType.FLOORHEATING
2026-07-31 12:42:32 UTC | hp03_02_CH_ZUESTA | hp03 | 02_CH | ZUESTA | component | HeatPumpControllerDHW | building_name | BUI1
2026-07-31 12:42:32 UTC | hp03_02_CH_ZUESTA | hp03 | 02_CH | ZUESTA | component | HeatPumpControllerDHW | name | HeatPumpControllerDHW
2026-07-31 12:42:32 UTC | hp03_02_CH_ZUESTA | hp03 | 02_CH | ZUESTA | component | HeatPumpControllerDHW | t_min_dhw_storage_in_celsius | 4
2026-07-31 12:42:32 UTC | hp03_02_CH_ZUESTA | hp03 | 02_CH | ZUESTA | component | HeatPumpControllerDHW | t_max_dhw_storage_in_celsius | 6
2026-07-31 12:42:32 UTC | hp03_02_CH_ZUESTA | hp03 | 02_CH | ZUESTA | component | HeatPumpControllerDHW | thermalpower_dhw_is_constant | false
2026-07-31 12:42:32 UTC | hp03_02_CH_ZUESTA | hp03 | 02_CH | ZUESTA | component | HeatPumpControllerDHW | p_th_max_dhw_in_watt | 5000
2026-07-31 12:42:32 UTC | hp03_02_CH_ZUESTA | hp03 | 02_CH | ZUESTA | heat_generator | HeatPumpHPLib | set_thermal_output_power_in_watt | 8600
2026-07-31 12:42:32 UTC | hp03_02_CH_ZUESTA | hp03 | 02_CH | ZUESTA | heat_generator | HeatPumpHPLib | flow_temperature_in_celsius | 35
2026-07-31 12:42:32 UTC | hp03_02_CH_ZUESTA | hp03 | 02_CH | ZUESTA | heat_generator | HeatPumpHPLib | heating_reference_temperature_in_celsius | -7
2026-07-31 12:42:32 UTC | hp03_02_CH_ZUESTA | hp03 | 02_CH | ZUESTA | heat_generator | HeatPumpHPLib | with_domestic_hot_water_preparation | true
2026-07-31 12:42:32 UTC | hp03_02_CH_ZUESTA | hp03 | 02_CH | ZUESTA | heat_generator | HeatPumpHPLib | minimum_running_time_in_seconds | 14400
2026-07-31 12:42:32 UTC | hp03_02_CH_ZUESTA | hp03 | 02_CH | ZUESTA | heat_generator | HeatPumpHPLib | minimum_idle_time_in_seconds | 900
2026-07-31 12:42:32 UTC | hp03_02_CH_ZUESTA | hp03 | 02_CH | ZUESTA | heat_generator | HeatPumpHPLib | group_id | 1
2026-07-31 12:42:32 UTC | hp03_02_CH_ZUESTA | hp03 | 02_CH | ZUESTA | component | HeatGeneratorTotalThermalPower | building_name | BUI1
2026-07-31 12:42:32 UTC | hp03_02_CH_ZUESTA | hp03 | 02_CH | ZUESTA | component | HeatGeneratorTotalThermalPower | name | HeatGeneratorTotalThermalPower
2026-07-31 12:42:32 UTC | hp03_02_CH_ZUESTA | hp03 | 02_CH | ZUESTA | component | HeatGeneratorTotalThermalPower | loadtype | LoadTypes.ANY
2026-07-31 12:42:32 UTC | hp03_02_CH_ZUESTA | hp03 | 02_CH | ZUESTA | component | HeatGeneratorTotalThermalPower | unit | Units.WATT
2026-07-31 12:42:32 UTC | hp03_02_CH_ZUESTA | hp03 | 02_CH | ZUESTA | component | HeatGeneratorPlantDhwThermalPower | building_name | BUI1
2026-07-31 12:42:32 UTC | hp03_02_CH_ZUESTA | hp03 | 02_CH | ZUESTA | component | HeatGeneratorPlantDhwThermalPower | name | HeatGeneratorPlantDhwThermalPower
2026-07-31 12:42:32 UTC | hp03_02_CH_ZUESTA | hp03 | 02_CH | ZUESTA | component | HeatGeneratorPlantDhwThermalPower | loadtype | LoadTypes.ANY
2026-07-31 12:42:32 UTC | hp03_02_CH_ZUESTA | hp03 | 02_CH | ZUESTA | component | HeatGeneratorPlantDhwThermalPower | unit | Units.WATT
2026-07-31 12:42:32 UTC | hp03_02_CH_ZUESTA | hp03 | 02_CH | ZUESTA | component | SolarDhwThermalPower | building_name | BUI1
2026-07-31 12:42:32 UTC | hp03_02_CH_ZUESTA | hp03 | 02_CH | ZUESTA | component | SolarDhwThermalPower | name | SolarDhwThermalPower
2026-07-31 12:42:32 UTC | hp03_02_CH_ZUESTA | hp03 | 02_CH | ZUESTA | component | SolarDhwThermalPower | value_watt
2026-07-31 12:42:32 UTC | hp03_02_CH_ZUESTA | hp03 | 02_CH | ZUESTA | component | SolarDhwThermalPower | loadtype | LoadTypes.ANY
2026-07-31 12:42:32 UTC | hp03_02_CH_ZUESTA | hp03 | 02_CH | ZUESTA | component | SolarDhwThermalPower | unit | Units.WATT
2026-07-31 12:42:32 UTC | hp03_02_CH_ZUESTA | hp03 | 02_CH | ZUESTA | component | FlexibilityPotential | building_name | BUI1
2026-07-31 12:42:32 UTC | hp03_02_CH_ZUESTA | hp03 | 02_CH | ZUESTA | component | FlexibilityPotential | name | FlexibilityPotential
2026-07-31 12:42:32 UTC | hp03_02_CH_ZUESTA | hp03 | 02_CH | ZUESTA | component | FlexibilityPotential | fallback_heating_cop | 1
2026-07-31 12:42:32 UTC | hp03_02_CH_ZUESTA | hp03 | 02_CH | ZUESTA | component | FlexibilityPotential | fallback_cooling_eer
2026-07-31 12:42:32 UTC | hp03_03_CH_ZUESTA | hp03 | 03_CH | ZUESTA | simulation | SimulationParameters | year | 2050
2026-07-31 12:42:32 UTC | hp03_03_CH_ZUESTA | hp03 | 03_CH | ZUESTA | simulation | SimulationParameters | seconds_per_timestep | 9 | s
2026-07-31 12:42:32 UTC | hp03_03_CH_ZUESTA | hp03 | 03_CH | ZUESTA | simulation | SimulationParameters | country | CH
2026-07-31 12:42:32 UTC | hp03_03_CH_ZUESTA | hp03 | 03_CH | ZUESTA | cli | cli_overrides | ARCH | 03_CH
2026-07-31 12:42:32 UTC | hp03_03_CH_ZUESTA | hp03 | 03_CH | ZUESTA | cli | cli_overrides | WEATHER | ZUESTA
2026-07-31 12:42:32 UTC | hp03_03_CH_ZUESTA | hp03 | 03_CH | ZUESTA | cli | cli_overrides | TIME_HORIZON | future
2026-07-31 12:42:32 UTC | hp03_03_CH_ZUESTA | hp03 | 03_CH | ZUESTA | cli | cli_overrides | SCENARIO | none
2026-07-31 12:42:32 UTC | hp03_03_CH_ZUESTA | hp03 | 03_CH | ZUESTA | cli | cli_overrides | OCC | SIA2024
2026-07-31 12:42:32 UTC | hp03_03_CH_ZUESTA | hp03 | 03_CH | ZUESTA | cli | cli_overrides | HEATGEN_SIZING | IDEAL_LOOKUP
2026-07-31 12:42:32 UTC | hp03_03_CH_ZUESTA | hp03 | 03_CH | ZUESTA | cli | cli_overrides | HP_MODEL | Viessmann Werke GmbH & Co KG / Vitocal 300-A AWO-AC 301.B07
2026-07-31 12:42:32 UTC | hp03_03_CH_ZUESTA | hp03 | 03_CH | ZUESTA | cli | cli_overrides | HP_NOMINAL_POWER_W | 7420
2026-07-31 12:42:32 UTC | hp03_03_CH_ZUESTA | hp03 | 03_CH | ZUESTA | cli | cli_overrides | HP_SHARE_OF_IDEAL | 0.8
2026-07-31 12:42:32 UTC | hp03_03_CH_ZUESTA | hp03 | 03_CH | ZUESTA | internal_loads | SIA2024Occupancy | conditioned_floor_area_in_m2 | 18
2026-07-31 12:42:32 UTC | hp03_03_CH_ZUESTA | hp03 | 03_CH | ZUESTA | internal_loads | SIA2024Occupancy | appliances_load_w_per_m2 | 1
2026-07-31 12:42:32 UTC | hp03_03_CH_ZUESTA | hp03 | 03_CH | ZUESTA | internal_loads | SIA2024Occupancy | lighting_load_w_per_m2 | 3
2026-07-31 12:42:32 UTC | hp03_03_CH_ZUESTA | hp03 | 03_CH | ZUESTA | internal_loads | SIA2024Occupancy | lighting_annual_full_load_hours | 846
2026-07-31 12:42:32 UTC | hp03_03_CH_ZUESTA | hp03 | 03_CH | ZUESTA | internal_loads | SIA2024Occupancy | appliances_yearly_utilization_per_month | 0.7995
2026-07-31 12:42:32 UTC | hp03_03_CH_ZUESTA | hp03 | 03_CH | ZUESTA | weather | Weather | source_path | C:\Users\het\HiSim\hisim\inputs\weather\custom_csv\Zurich\NABZUE_2060_RCP85_DRY.csv
2026-07-31 12:42:32 UTC | hp03_03_CH_ZUESTA | hp03 | 03_CH | ZUESTA | weather | Weather | location | Zurich
2026-07-31 12:42:32 UTC | hp03_03_CH_ZUESTA | hp03 | 03_CH | ZUESTA | weather | Weather | name | Weather
2026-07-31 12:42:32 UTC | hp03_03_CH_ZUESTA | hp03 | 03_CH | ZUESTA | pv | PVSystem | power_in_watt | 12585.4
2026-07-31 12:42:32 UTC | hp03_03_CH_ZUESTA | hp03 | 03_CH | ZUESTA | pv | PVSystem | tilt | 30
2026-07-31 12:42:32 UTC | hp03_03_CH_ZUESTA | hp03 | 03_CH | ZUESTA | pv | PVSystem | azimuth | 180
2026-07-31 12:42:32 UTC | hp03_03_CH_ZUESTA | hp03 | 03_CH | ZUESTA | pv | PVSystem | location | ZUESTA
2026-07-31 12:42:32 UTC | hp03_03_CH_ZUESTA | hp03 | 03_CH | ZUESTA | component | ElectricityMeter | building_name | BUI1
2026-07-31 12:42:32 UTC | hp03_03_CH_ZUESTA | hp03 | 03_CH | ZUESTA | component | ElectricityMeter | name | ElectricityMeter
2026-07-31 12:42:32 UTC | hp03_03_CH_ZUESTA | hp03 | 03_CH | ZUESTA | building | Building | building_name | 1946_1960
2026-07-31 12:42:32 UTC | hp03_03_CH_ZUESTA | hp03 | 03_CH | ZUESTA | building | Building | building_code | AT.N.SFH.03.Gen.ReEx.001.002
2026-07-31 12:42:32 UTC | hp03_03_CH_ZUESTA | hp03 | 03_CH | ZUESTA | building | Building | building_heat_capacity_class | medium
2026-07-31 12:42:32 UTC | hp03_03_CH_ZUESTA | hp03 | 03_CH | ZUESTA | building | Building | absolute_conditioned_floor_area_in_m2 | 180
2026-07-31 12:42:32 UTC | hp03_03_CH_ZUESTA | hp03 | 03_CH | ZUESTA | building | Building | heating_reference_temperature_in_celsius | -8
2026-07-31 12:42:32 UTC | hp03_03_CH_ZUESTA | hp03 | 03_CH | ZUESTA | building | Building | floor_u_value_in_watt_per_m2_per_kelvin | 0.98
2026-07-31 12:42:32 UTC | hp03_03_CH_ZUESTA | hp03 | 03_CH | ZUESTA | building | Building | floor_area_in_m2 | 86.1
2026-07-31 12:42:32 UTC | hp03_03_CH_ZUESTA | hp03 | 03_CH | ZUESTA | building | Building | facade_u_value_in_watt_per_m2_per_kelvin | 0.81
2026-07-31 12:42:32 UTC | hp03_03_CH_ZUESTA | hp03 | 03_CH | ZUESTA | building | Building | facade_area_in_m2 | 167.6
2026-07-31 12:42:32 UTC | hp03_03_CH_ZUESTA | hp03 | 03_CH | ZUESTA | building | Building | roof_u_value_in_watt_per_m2_per_kelvin | 0.44
2026-07-31 12:42:32 UTC | hp03_03_CH_ZUESTA | hp03 | 03_CH | ZUESTA | building | Building | roof_area_in_m2 | 95.44
2026-07-31 12:42:32 UTC | hp03_03_CH_ZUESTA | hp03 | 03_CH | ZUESTA | building | Building | window_u_value_in_watt_per_m2_per_kelvin | 1.6
2026-07-31 12:42:32 UTC | hp03_03_CH_ZUESTA | hp03 | 03_CH | ZUESTA | building | Building | window_area_in_m2 | 28.8
2026-07-31 12:42:32 UTC | hp03_03_CH_ZUESTA | hp03 | 03_CH | ZUESTA | building | Building | door_u_value_in_watt_per_m2_per_kelvin
2026-07-31 12:42:32 UTC | hp03_03_CH_ZUESTA | hp03 | 03_CH | ZUESTA | building | Building | door_area_in_m2
2026-07-31 12:42:32 UTC | hp03_03_CH_ZUESTA | hp03 | 03_CH | ZUESTA | building | Building | set_heating_temperature_in_celsius | 20.5
2026-07-31 12:42:32 UTC | hp03_03_CH_ZUESTA | hp03 | 03_CH | ZUESTA | building | Building | set_cooling_temperature_in_celsius | 25
2026-07-31 12:42:32 UTC | hp03_03_CH_ZUESTA | hp03 | 03_CH | ZUESTA | building | Building | natural_ventilation_m3_per_h_per_person | 29
2026-07-31 12:42:32 UTC | hp03_03_CH_ZUESTA | hp03 | 03_CH | ZUESTA | building | Building | sia_natural_ventilation_m3_per_h_per_m2 | 0.6
2026-07-31 12:42:32 UTC | hp03_03_CH_ZUESTA | hp03 | 03_CH | ZUESTA | building | Building | swiss_infiltration_rate_per_h | 0.3
2026-07-31 12:42:32 UTC | hp03_03_CH_ZUESTA | hp03 | 03_CH | ZUESTA | building | Building | heating_demand_mode | iso13790
2026-07-31 12:42:32 UTC | hp03_03_CH_ZUESTA | hp03 | 03_CH | ZUESTA | building | Building | operative_heating_proportional_band_in_celsius | 1
2026-07-31 12:42:32 UTC | hp03_03_CH_ZUESTA | hp03 | 03_CH | ZUESTA | building | Building | operative_heating_proportional_gain | 1
2026-07-31 12:42:32 UTC | hp03_03_CH_ZUESTA | hp03 | 03_CH | ZUESTA | building | Building | control_comfort_lower_bound_shift_in_celsius
2026-07-31 12:42:32 UTC | hp03_03_CH_ZUESTA | hp03 | 03_CH | ZUESTA | building | Building | comfort_aware_seasonal_heating_gate | true
2026-07-31 12:42:32 UTC | hp03_03_CH_ZUESTA | hp03 | 03_CH | ZUESTA | component | StrictComfortDemandController | building_name | BUI1
2026-07-31 12:42:32 UTC | hp03_03_CH_ZUESTA | hp03 | 03_CH | ZUESTA | component | StrictComfortDemandController | name | StrictComfortDemandController
2026-07-31 12:42:32 UTC | hp03_03_CH_ZUESTA | hp03 | 03_CH | ZUESTA | component | StrictComfortDemandController | temperature_air_heating_in_celsius | 20.5
2026-07-31 12:42:32 UTC | hp03_03_CH_ZUESTA | hp03 | 03_CH | ZUESTA | component | StrictComfortDemandController | temperature_air_cooling_in_celsius | 24
2026-07-31 12:42:32 UTC | hp03_03_CH_ZUESTA | hp03 | 03_CH | ZUESTA | component | StrictComfortDemandController | offset | 0.5
2026-07-31 12:42:32 UTC | hp03_03_CH_ZUESTA | hp03 | 03_CH | ZUESTA | component | StrictComfortDemandController | mode | 2
2026-07-31 12:42:32 UTC | hp03_03_CH_ZUESTA | hp03 | 03_CH | ZUESTA | component | StrictComfortDemandController | use_adaptive_comfort_band | true
2026-07-31 12:42:32 UTC | hp03_03_CH_ZUESTA | hp03 | 03_CH | ZUESTA | component | StrictComfortDemandController | control_strategy | strict_comfort_band_v1
2026-07-31 12:42:32 UTC | hp03_03_CH_ZUESTA | hp03 | 03_CH | ZUESTA | component | StrictComfortDemandController | comfort_band_inner_offset_in_celsius | 0.5
2026-07-31 12:42:32 UTC | hp03_03_CH_ZUESTA | hp03 | 03_CH | ZUESTA | component | StrictComfortDemandController | comfort_band_inner_offset_lower_in_celsius | 1
2026-07-31 12:42:32 UTC | hp03_03_CH_ZUESTA | hp03 | 03_CH | ZUESTA | component | StrictComfortDemandController | comfort_band_inner_offset_upper_in_celsius | 0.5
2026-07-31 12:42:32 UTC | hp03_03_CH_ZUESTA | hp03 | 03_CH | ZUESTA | component | StrictComfortDemandController | heating_disabled_above_running_mean_outdoor_temperature_in_celsius | 18
2026-07-31 12:42:32 UTC | hp03_03_CH_ZUESTA | hp03 | 03_CH | ZUESTA | component | StrictComfortDemandController | cooling_enabled_above_running_mean_outdoor_temperature_in_celsius | 22
2026-07-31 12:42:32 UTC | hp03_03_CH_ZUESTA | hp03 | 03_CH | ZUESTA | component | ComfortBandHeatingDemand | building_name | BUI1
2026-07-31 12:42:32 UTC | hp03_03_CH_ZUESTA | hp03 | 03_CH | ZUESTA | component | ComfortBandHeatingDemand | name | ComfortBandHeatingDemand
2026-07-31 12:42:32 UTC | hp03_03_CH_ZUESTA | hp03 | 03_CH | ZUESTA | component | ComfortBandHeatingDemand | max_heating_power_in_watt | 10601.2
2026-07-31 12:42:32 UTC | hp03_03_CH_ZUESTA | hp03 | 03_CH | ZUESTA | component | ComfortBandHeatingDemand | proportional_gain_in_watt_per_kelvin | 21202.5
2026-07-31 12:42:32 UTC | hp03_03_CH_ZUESTA | hp03 | 03_CH | ZUESTA | component | StrictComfortSetpointModifier | building_name | BUI1
2026-07-31 12:42:32 UTC | hp03_03_CH_ZUESTA | hp03 | 03_CH | ZUESTA | component | StrictComfortSetpointModifier | name | StrictComfortSetpointModifier
2026-07-31 12:42:32 UTC | hp03_03_CH_ZUESTA | hp03 | 03_CH | ZUESTA | component | StrictComfortSetpointModifier | base_heating_setpoint_in_celsius | 20.5
2026-07-31 12:42:32 UTC | hp03_03_CH_ZUESTA | hp03 | 03_CH | ZUESTA | component | StrictComfortSetpointModifier | recovery_gain | 5
2026-07-31 12:42:32 UTC | hp03_03_CH_ZUESTA | hp03 | 03_CH | ZUESTA | component | StrictComfortSetpointModifier | max_recovery_boost_in_celsius | 5
2026-07-31 12:42:32 UTC | hp03_03_CH_ZUESTA | hp03 | 03_CH | ZUESTA | component | StrictComfortSetpointModifier | clamp_min_modifier_in_celsius
2026-07-31 12:42:32 UTC | hp03_03_CH_ZUESTA | hp03 | 03_CH | ZUESTA | component | StrictComfortSetpointModifier | clamp_max_modifier_in_celsius | 15
2026-07-31 12:42:32 UTC | hp03_03_CH_ZUESTA | hp03 | 03_CH | ZUESTA | component | TotalThermalBuildingDemand | building_name | BUI1
2026-07-31 12:42:32 UTC | hp03_03_CH_ZUESTA | hp03 | 03_CH | ZUESTA | component | TotalThermalBuildingDemand | name | TotalThermalBuildingDemand
2026-07-31 12:42:32 UTC | hp03_03_CH_ZUESTA | hp03 | 03_CH | ZUESTA | component | TotalThermalBuildingDemand | loadtype | LoadTypes.ANY
2026-07-31 12:42:32 UTC | hp03_03_CH_ZUESTA | hp03 | 03_CH | ZUESTA | component | TotalThermalBuildingDemand | unit | Units.WATT
2026-07-31 12:42:32 UTC | hp03_03_CH_ZUESTA | hp03 | 03_CH | ZUESTA | component | HeatDistributionController | building_name | BUI1
2026-07-31 12:42:32 UTC | hp03_03_CH_ZUESTA | hp03 | 03_CH | ZUESTA | component | HeatDistributionController | name | HeatDistributionController
2026-07-31 12:42:32 UTC | hp03_03_CH_ZUESTA | hp03 | 03_CH | ZUESTA | component | HeatDistributionController | heating_system | HeatDistributionSystemType.FLOORHEATING
2026-07-31 12:42:32 UTC | hp03_03_CH_ZUESTA | hp03 | 03_CH | ZUESTA | component | HeatDistributionController | set_heating_threshold_outside_temperature_in_celsius | 16
2026-07-31 12:42:32 UTC | hp03_03_CH_ZUESTA | hp03 | 03_CH | ZUESTA | component | HeatDistributionController | heating_reference_temperature_in_celsius | -8
2026-07-31 12:42:32 UTC | hp03_03_CH_ZUESTA | hp03 | 03_CH | ZUESTA | component | HeatDistributionController | set_heating_temperature_for_building_in_celsius | 20.5
2026-07-31 12:42:32 UTC | hp03_03_CH_ZUESTA | hp03 | 03_CH | ZUESTA | component | HeatDistributionController | set_cooling_temperature_for_building_in_celsius | 25
2026-07-31 12:42:32 UTC | hp03_03_CH_ZUESTA | hp03 | 03_CH | ZUESTA | component | HeatDistributionController | heating_load_of_building_in_watt | 10601.2
2026-07-31 12:42:32 UTC | hp03_03_CH_ZUESTA | hp03 | 03_CH | ZUESTA | heat_distribution | HeatDistributionSystem | absolute_conditioned_floor_area_in_m2 | 18
2026-07-31 12:42:32 UTC | hp03_03_CH_ZUESTA | hp03 | 03_CH | ZUESTA | thermal_storage | SimpleHotWaterStorage | volume_heating_water_storage_in_liter | 530.1
2026-07-31 12:42:32 UTC | hp03_03_CH_ZUESTA | hp03 | 03_CH | ZUESTA | component | BufferRemainingCapacity60C | building_name | BUI1
2026-07-31 12:42:32 UTC | hp03_03_CH_ZUESTA | hp03 | 03_CH | ZUESTA | component | BufferRemainingCapacity60C | name | BufferRemainingCapacity60C
2026-07-31 12:42:32 UTC | hp03_03_CH_ZUESTA | hp03 | 03_CH | ZUESTA | component | BufferRemainingCapacity60C | volume_heating_water_storage_in_liter | 530.1
2026-07-31 12:42:32 UTC | hp03_03_CH_ZUESTA | hp03 | 03_CH | ZUESTA | component | BufferRemainingCapacity60C | max_temperature_in_celsius | 6
2026-07-31 12:42:32 UTC | hp03_03_CH_ZUESTA | hp03 | 03_CH | ZUESTA | component | BufferRemainingCapacity60C | water_density_kg_per_liter | 0.992
2026-07-31 12:42:32 UTC | hp03_03_CH_ZUESTA | hp03 | 03_CH | ZUESTA | component | BufferRemainingCapacity60C | water_specific_heat_capacity_j_per_kg_per_k | 4180
2026-07-31 12:42:32 UTC | hp03_03_CH_ZUESTA | hp03 | 03_CH | ZUESTA | component | HeatPumpControllerSH | building_name | BUI1
2026-07-31 12:42:32 UTC | hp03_03_CH_ZUESTA | hp03 | 03_CH | ZUESTA | component | HeatPumpControllerSH | name | HeatPumpControllerSH
2026-07-31 12:42:32 UTC | hp03_03_CH_ZUESTA | hp03 | 03_CH | ZUESTA | component | HeatPumpControllerSH | mode | 2
2026-07-31 12:42:32 UTC | hp03_03_CH_ZUESTA | hp03 | 03_CH | ZUESTA | component | HeatPumpControllerSH | set_heating_threshold_outside_temperature_in_celsius | 16
2026-07-31 12:42:32 UTC | hp03_03_CH_ZUESTA | hp03 | 03_CH | ZUESTA | component | HeatPumpControllerSH | set_cooling_threshold_outside_temperature_in_celsius | 22
2026-07-31 12:42:32 UTC | hp03_03_CH_ZUESTA | hp03 | 03_CH | ZUESTA | component | HeatPumpControllerSH | upper_temperature_offset_for_state_conditions_in_celsius | 1
2026-07-31 12:42:32 UTC | hp03_03_CH_ZUESTA | hp03 | 03_CH | ZUESTA | component | HeatPumpControllerSH | lower_temperature_offset_for_state_conditions_in_celsius | 1
2026-07-31 12:42:32 UTC | hp03_03_CH_ZUESTA | hp03 | 03_CH | ZUESTA | component | HeatPumpControllerSH | heat_distribution_system_type | HeatDistributionSystemType.FLOORHEATING
2026-07-31 12:42:32 UTC | hp03_03_CH_ZUESTA | hp03 | 03_CH | ZUESTA | component | HeatPumpControllerDHW | building_name | BUI1
2026-07-31 12:42:32 UTC | hp03_03_CH_ZUESTA | hp03 | 03_CH | ZUESTA | component | HeatPumpControllerDHW | name | HeatPumpControllerDHW
2026-07-31 12:42:32 UTC | hp03_03_CH_ZUESTA | hp03 | 03_CH | ZUESTA | component | HeatPumpControllerDHW | t_min_dhw_storage_in_celsius | 4
2026-07-31 12:42:32 UTC | hp03_03_CH_ZUESTA | hp03 | 03_CH | ZUESTA | component | HeatPumpControllerDHW | t_max_dhw_storage_in_celsius | 6
2026-07-31 12:42:32 UTC | hp03_03_CH_ZUESTA | hp03 | 03_CH | ZUESTA | component | HeatPumpControllerDHW | thermalpower_dhw_is_constant | false
2026-07-31 12:42:32 UTC | hp03_03_CH_ZUESTA | hp03 | 03_CH | ZUESTA | component | HeatPumpControllerDHW | p_th_max_dhw_in_watt | 5000
2026-07-31 12:42:32 UTC | hp03_03_CH_ZUESTA | hp03 | 03_CH | ZUESTA | heat_generator | HeatPumpHPLib | set_thermal_output_power_in_watt | 7420
2026-07-31 12:42:32 UTC | hp03_03_CH_ZUESTA | hp03 | 03_CH | ZUESTA | heat_generator | HeatPumpHPLib | flow_temperature_in_celsius | 35
2026-07-31 12:42:32 UTC | hp03_03_CH_ZUESTA | hp03 | 03_CH | ZUESTA | heat_generator | HeatPumpHPLib | heating_reference_temperature_in_celsius | -7
2026-07-31 12:42:32 UTC | hp03_03_CH_ZUESTA | hp03 | 03_CH | ZUESTA | heat_generator | HeatPumpHPLib | with_domestic_hot_water_preparation | true
2026-07-31 12:42:32 UTC | hp03_03_CH_ZUESTA | hp03 | 03_CH | ZUESTA | heat_generator | HeatPumpHPLib | minimum_running_time_in_seconds | 14400
2026-07-31 12:42:32 UTC | hp03_03_CH_ZUESTA | hp03 | 03_CH | ZUESTA | heat_generator | HeatPumpHPLib | minimum_idle_time_in_seconds | 900
2026-07-31 12:42:32 UTC | hp03_03_CH_ZUESTA | hp03 | 03_CH | ZUESTA | heat_generator | HeatPumpHPLib | group_id | 1
2026-07-31 12:42:32 UTC | hp03_03_CH_ZUESTA | hp03 | 03_CH | ZUESTA | component | HeatGeneratorTotalThermalPower | building_name | BUI1
2026-07-31 12:42:32 UTC | hp03_03_CH_ZUESTA | hp03 | 03_CH | ZUESTA | component | HeatGeneratorTotalThermalPower | name | HeatGeneratorTotalThermalPower
2026-07-31 12:42:32 UTC | hp03_03_CH_ZUESTA | hp03 | 03_CH | ZUESTA | component | HeatGeneratorTotalThermalPower | loadtype | LoadTypes.ANY
2026-07-31 12:42:32 UTC | hp03_03_CH_ZUESTA | hp03 | 03_CH | ZUESTA | component | HeatGeneratorTotalThermalPower | unit | Units.WATT
2026-07-31 12:42:32 UTC | hp03_03_CH_ZUESTA | hp03 | 03_CH | ZUESTA | component | HeatGeneratorPlantDhwThermalPower | building_name | BUI1
2026-07-31 12:42:32 UTC | hp03_03_CH_ZUESTA | hp03 | 03_CH | ZUESTA | component | HeatGeneratorPlantDhwThermalPower | name | HeatGeneratorPlantDhwThermalPower
2026-07-31 12:42:32 UTC | hp03_03_CH_ZUESTA | hp03 | 03_CH | ZUESTA | component | HeatGeneratorPlantDhwThermalPower | loadtype | LoadTypes.ANY
2026-07-31 12:42:32 UTC | hp03_03_CH_ZUESTA | hp03 | 03_CH | ZUESTA | component | HeatGeneratorPlantDhwThermalPower | unit | Units.WATT
2026-07-31 12:42:32 UTC | hp03_03_CH_ZUESTA | hp03 | 03_CH | ZUESTA | component | SolarDhwThermalPower | building_name | BUI1
2026-07-31 12:42:32 UTC | hp03_03_CH_ZUESTA | hp03 | 03_CH | ZUESTA | component | SolarDhwThermalPower | name | SolarDhwThermalPower
2026-07-31 12:42:32 UTC | hp03_03_CH_ZUESTA | hp03 | 03_CH | ZUESTA | component | SolarDhwThermalPower | value_watt
2026-07-31 12:42:32 UTC | hp03_03_CH_ZUESTA | hp03 | 03_CH | ZUESTA | component | SolarDhwThermalPower | loadtype | LoadTypes.ANY
2026-07-31 12:42:32 UTC | hp03_03_CH_ZUESTA | hp03 | 03_CH | ZUESTA | component | SolarDhwThermalPower | unit | Units.WATT
2026-07-31 12:42:32 UTC | hp03_03_CH_ZUESTA | hp03 | 03_CH | ZUESTA | component | FlexibilityPotential | building_name | BUI1
2026-07-31 12:42:32 UTC | hp03_03_CH_ZUESTA | hp03 | 03_CH | ZUESTA | component | FlexibilityPotential | name | FlexibilityPotential
2026-07-31 12:42:32 UTC | hp03_03_CH_ZUESTA | hp03 | 03_CH | ZUESTA | component | FlexibilityPotential | fallback_heating_cop | 1
2026-07-31 12:42:32 UTC | hp03_03_CH_ZUESTA | hp03 | 03_CH | ZUESTA | component | FlexibilityPotential | fallback_cooling_eer
2026-07-31 12:42:32 UTC | hp03_04_CH_ZUESTA | hp03 | 04_CH | ZUESTA | simulation | SimulationParameters | year | 2050
2026-07-31 12:42:32 UTC | hp03_04_CH_ZUESTA | hp03 | 04_CH | ZUESTA | simulation | SimulationParameters | seconds_per_timestep | 9 | s
2026-07-31 12:42:32 UTC | hp03_04_CH_ZUESTA | hp03 | 04_CH | ZUESTA | simulation | SimulationParameters | country | CH
2026-07-31 12:42:32 UTC | hp03_04_CH_ZUESTA | hp03 | 04_CH | ZUESTA | cli | cli_overrides | ARCH | 04_CH
2026-07-31 12:42:32 UTC | hp03_04_CH_ZUESTA | hp03 | 04_CH | ZUESTA | cli | cli_overrides | WEATHER | ZUESTA
2026-07-31 12:42:32 UTC | hp03_04_CH_ZUESTA | hp03 | 04_CH | ZUESTA | cli | cli_overrides | TIME_HORIZON | future
2026-07-31 12:42:32 UTC | hp03_04_CH_ZUESTA | hp03 | 04_CH | ZUESTA | cli | cli_overrides | SCENARIO | none
2026-07-31 12:42:32 UTC | hp03_04_CH_ZUESTA | hp03 | 04_CH | ZUESTA | cli | cli_overrides | OCC | SIA2024
2026-07-31 12:42:32 UTC | hp03_04_CH_ZUESTA | hp03 | 04_CH | ZUESTA | cli | cli_overrides | HEATGEN_SIZING | IDEAL_LOOKUP
2026-07-31 12:42:32 UTC | hp03_04_CH_ZUESTA | hp03 | 04_CH | ZUESTA | cli | cli_overrides | HP_MODEL | Viessmann Werke GmbH & Co KG / Vitocal 250-A Compact AWMOF-251.A1.16-400-V001/V002
2026-07-31 12:42:32 UTC | hp03_04_CH_ZUESTA | hp03 | 04_CH | ZUESTA | cli | cli_overrides | HP_NOMINAL_POWER_W | 7600
2026-07-31 12:42:32 UTC | hp03_04_CH_ZUESTA | hp03 | 04_CH | ZUESTA | cli | cli_overrides | HP_SHARE_OF_IDEAL | 0.8
2026-07-31 12:42:32 UTC | hp03_04_CH_ZUESTA | hp03 | 04_CH | ZUESTA | internal_loads | SIA2024Occupancy | conditioned_floor_area_in_m2 | 19
2026-07-31 12:42:32 UTC | hp03_04_CH_ZUESTA | hp03 | 04_CH | ZUESTA | internal_loads | SIA2024Occupancy | appliances_load_w_per_m2 | 1
2026-07-31 12:42:32 UTC | hp03_04_CH_ZUESTA | hp03 | 04_CH | ZUESTA | internal_loads | SIA2024Occupancy | lighting_load_w_per_m2 | 3
2026-07-31 12:42:32 UTC | hp03_04_CH_ZUESTA | hp03 | 04_CH | ZUESTA | internal_loads | SIA2024Occupancy | lighting_annual_full_load_hours | 846
2026-07-31 12:42:32 UTC | hp03_04_CH_ZUESTA | hp03 | 04_CH | ZUESTA | internal_loads | SIA2024Occupancy | appliances_yearly_utilization_per_month | 0.7995
2026-07-31 12:42:32 UTC | hp03_04_CH_ZUESTA | hp03 | 04_CH | ZUESTA | weather | Weather | source_path | C:\Users\het\HiSim\hisim\inputs\weather\custom_csv\Zurich\NABZUE_2060_RCP85_DRY.csv
2026-07-31 12:42:32 UTC | hp03_04_CH_ZUESTA | hp03 | 04_CH | ZUESTA | weather | Weather | location | Zurich
2026-07-31 12:42:32 UTC | hp03_04_CH_ZUESTA | hp03 | 04_CH | ZUESTA | weather | Weather | name | Weather
2026-07-31 12:42:32 UTC | hp03_04_CH_ZUESTA | hp03 | 04_CH | ZUESTA | pv | PVSystem | power_in_watt | 14347.1
2026-07-31 12:42:32 UTC | hp03_04_CH_ZUESTA | hp03 | 04_CH | ZUESTA | pv | PVSystem | tilt | 30
2026-07-31 12:42:32 UTC | hp03_04_CH_ZUESTA | hp03 | 04_CH | ZUESTA | pv | PVSystem | azimuth | 180
2026-07-31 12:42:32 UTC | hp03_04_CH_ZUESTA | hp03 | 04_CH | ZUESTA | pv | PVSystem | location | ZUESTA
2026-07-31 12:42:32 UTC | hp03_04_CH_ZUESTA | hp03 | 04_CH | ZUESTA | component | ElectricityMeter | building_name | BUI1
2026-07-31 12:42:32 UTC | hp03_04_CH_ZUESTA | hp03 | 04_CH | ZUESTA | component | ElectricityMeter | name | ElectricityMeter
2026-07-31 12:42:32 UTC | hp03_04_CH_ZUESTA | hp03 | 04_CH | ZUESTA | building | Building | building_name | 1961_1970
2026-07-31 12:42:32 UTC | hp03_04_CH_ZUESTA | hp03 | 04_CH | ZUESTA | building | Building | building_code | AT.N.SFH.04.Gen.ReEx.001.002
2026-07-31 12:42:32 UTC | hp03_04_CH_ZUESTA | hp03 | 04_CH | ZUESTA | building | Building | building_heat_capacity_class | heavy
2026-07-31 12:42:32 UTC | hp03_04_CH_ZUESTA | hp03 | 04_CH | ZUESTA | building | Building | absolute_conditioned_floor_area_in_m2 | 190
2026-07-31 12:42:32 UTC | hp03_04_CH_ZUESTA | hp03 | 04_CH | ZUESTA | building | Building | heating_reference_temperature_in_celsius | -8
2026-07-31 12:42:32 UTC | hp03_04_CH_ZUESTA | hp03 | 04_CH | ZUESTA | building | Building | floor_u_value_in_watt_per_m2_per_kelvin | 1
2026-07-31 12:42:32 UTC | hp03_04_CH_ZUESTA | hp03 | 04_CH | ZUESTA | building | Building | floor_area_in_m2 | 99.2
2026-07-31 12:42:32 UTC | hp03_04_CH_ZUESTA | hp03 | 04_CH | ZUESTA | building | Building | facade_u_value_in_watt_per_m2_per_kelvin | 0.7
2026-07-31 12:42:32 UTC | hp03_04_CH_ZUESTA | hp03 | 04_CH | ZUESTA | building | Building | facade_area_in_m2 | 163.4
2026-07-31 12:42:32 UTC | hp03_04_CH_ZUESTA | hp03 | 04_CH | ZUESTA | building | Building | roof_u_value_in_watt_per_m2_per_kelvin | 0.47
2026-07-31 12:42:32 UTC | hp03_04_CH_ZUESTA | hp03 | 04_CH | ZUESTA | building | Building | roof_area_in_m2 | 108.8
2026-07-31 12:42:32 UTC | hp03_04_CH_ZUESTA | hp03 | 04_CH | ZUESTA | building | Building | window_u_value_in_watt_per_m2_per_kelvin | 1.7
2026-07-31 12:42:32 UTC | hp03_04_CH_ZUESTA | hp03 | 04_CH | ZUESTA | building | Building | window_area_in_m2 | 30.4
2026-07-31 12:42:32 UTC | hp03_04_CH_ZUESTA | hp03 | 04_CH | ZUESTA | building | Building | door_u_value_in_watt_per_m2_per_kelvin
2026-07-31 12:42:32 UTC | hp03_04_CH_ZUESTA | hp03 | 04_CH | ZUESTA | building | Building | door_area_in_m2
2026-07-31 12:42:32 UTC | hp03_04_CH_ZUESTA | hp03 | 04_CH | ZUESTA | building | Building | set_heating_temperature_in_celsius | 20.5
2026-07-31 12:42:32 UTC | hp03_04_CH_ZUESTA | hp03 | 04_CH | ZUESTA | building | Building | set_cooling_temperature_in_celsius | 25
2026-07-31 12:42:32 UTC | hp03_04_CH_ZUESTA | hp03 | 04_CH | ZUESTA | building | Building | natural_ventilation_m3_per_h_per_person | 29
2026-07-31 12:42:32 UTC | hp03_04_CH_ZUESTA | hp03 | 04_CH | ZUESTA | building | Building | sia_natural_ventilation_m3_per_h_per_m2 | 0.6
2026-07-31 12:42:32 UTC | hp03_04_CH_ZUESTA | hp03 | 04_CH | ZUESTA | building | Building | swiss_infiltration_rate_per_h | 0.3
2026-07-31 12:42:32 UTC | hp03_04_CH_ZUESTA | hp03 | 04_CH | ZUESTA | building | Building | heating_demand_mode | iso13790
2026-07-31 12:42:32 UTC | hp03_04_CH_ZUESTA | hp03 | 04_CH | ZUESTA | building | Building | operative_heating_proportional_band_in_celsius | 1
2026-07-31 12:42:32 UTC | hp03_04_CH_ZUESTA | hp03 | 04_CH | ZUESTA | building | Building | operative_heating_proportional_gain | 1
2026-07-31 12:42:32 UTC | hp03_04_CH_ZUESTA | hp03 | 04_CH | ZUESTA | building | Building | control_comfort_lower_bound_shift_in_celsius
2026-07-31 12:42:32 UTC | hp03_04_CH_ZUESTA | hp03 | 04_CH | ZUESTA | building | Building | comfort_aware_seasonal_heating_gate | true
2026-07-31 12:42:32 UTC | hp03_04_CH_ZUESTA | hp03 | 04_CH | ZUESTA | component | StrictComfortDemandController | building_name | BUI1
2026-07-31 12:42:32 UTC | hp03_04_CH_ZUESTA | hp03 | 04_CH | ZUESTA | component | StrictComfortDemandController | name | StrictComfortDemandController
2026-07-31 12:42:32 UTC | hp03_04_CH_ZUESTA | hp03 | 04_CH | ZUESTA | component | StrictComfortDemandController | temperature_air_heating_in_celsius | 20.5
2026-07-31 12:42:32 UTC | hp03_04_CH_ZUESTA | hp03 | 04_CH | ZUESTA | component | StrictComfortDemandController | temperature_air_cooling_in_celsius | 24
2026-07-31 12:42:32 UTC | hp03_04_CH_ZUESTA | hp03 | 04_CH | ZUESTA | component | StrictComfortDemandController | offset | 0.5
2026-07-31 12:42:32 UTC | hp03_04_CH_ZUESTA | hp03 | 04_CH | ZUESTA | component | StrictComfortDemandController | mode | 2
2026-07-31 12:42:32 UTC | hp03_04_CH_ZUESTA | hp03 | 04_CH | ZUESTA | component | StrictComfortDemandController | use_adaptive_comfort_band | true
2026-07-31 12:42:32 UTC | hp03_04_CH_ZUESTA | hp03 | 04_CH | ZUESTA | component | StrictComfortDemandController | control_strategy | strict_comfort_band_v1
2026-07-31 12:42:32 UTC | hp03_04_CH_ZUESTA | hp03 | 04_CH | ZUESTA | component | StrictComfortDemandController | comfort_band_inner_offset_in_celsius | 0.5
2026-07-31 12:42:32 UTC | hp03_04_CH_ZUESTA | hp03 | 04_CH | ZUESTA | component | StrictComfortDemandController | comfort_band_inner_offset_lower_in_celsius | 1
2026-07-31 12:42:32 UTC | hp03_04_CH_ZUESTA | hp03 | 04_CH | ZUESTA | component | StrictComfortDemandController | comfort_band_inner_offset_upper_in_celsius | 0.5
2026-07-31 12:42:32 UTC | hp03_04_CH_ZUESTA | hp03 | 04_CH | ZUESTA | component | StrictComfortDemandController | heating_disabled_above_running_mean_outdoor_temperature_in_celsius | 18
2026-07-31 12:42:32 UTC | hp03_04_CH_ZUESTA | hp03 | 04_CH | ZUESTA | component | StrictComfortDemandController | cooling_enabled_above_running_mean_outdoor_temperature_in_celsius | 22
2026-07-31 12:42:32 UTC | hp03_04_CH_ZUESTA | hp03 | 04_CH | ZUESTA | component | ComfortBandHeatingDemand | building_name | BUI1
2026-07-31 12:42:32 UTC | hp03_04_CH_ZUESTA | hp03 | 04_CH | ZUESTA | component | ComfortBandHeatingDemand | name | ComfortBandHeatingDemand
2026-07-31 12:42:32 UTC | hp03_04_CH_ZUESTA | hp03 | 04_CH | ZUESTA | component | ComfortBandHeatingDemand | max_heating_power_in_watt | 10850.1
2026-07-31 12:42:32 UTC | hp03_04_CH_ZUESTA | hp03 | 04_CH | ZUESTA | component | ComfortBandHeatingDemand | proportional_gain_in_watt_per_kelvin | 21700.3
2026-07-31 12:42:32 UTC | hp03_04_CH_ZUESTA | hp03 | 04_CH | ZUESTA | component | StrictComfortSetpointModifier | building_name | BUI1
2026-07-31 12:42:32 UTC | hp03_04_CH_ZUESTA | hp03 | 04_CH | ZUESTA | component | StrictComfortSetpointModifier | name | StrictComfortSetpointModifier
2026-07-31 12:42:32 UTC | hp03_04_CH_ZUESTA | hp03 | 04_CH | ZUESTA | component | StrictComfortSetpointModifier | base_heating_setpoint_in_celsius | 20.5
2026-07-31 12:42:32 UTC | hp03_04_CH_ZUESTA | hp03 | 04_CH | ZUESTA | component | StrictComfortSetpointModifier | recovery_gain | 5
2026-07-31 12:42:32 UTC | hp03_04_CH_ZUESTA | hp03 | 04_CH | ZUESTA | component | StrictComfortSetpointModifier | max_recovery_boost_in_celsius | 5
2026-07-31 12:42:32 UTC | hp03_04_CH_ZUESTA | hp03 | 04_CH | ZUESTA | component | StrictComfortSetpointModifier | clamp_min_modifier_in_celsius
2026-07-31 12:42:32 UTC | hp03_04_CH_ZUESTA | hp03 | 04_CH | ZUESTA | component | StrictComfortSetpointModifier | clamp_max_modifier_in_celsius | 15
2026-07-31 12:42:32 UTC | hp03_04_CH_ZUESTA | hp03 | 04_CH | ZUESTA | component | TotalThermalBuildingDemand | building_name | BUI1
2026-07-31 12:42:32 UTC | hp03_04_CH_ZUESTA | hp03 | 04_CH | ZUESTA | component | TotalThermalBuildingDemand | name | TotalThermalBuildingDemand
2026-07-31 12:42:32 UTC | hp03_04_CH_ZUESTA | hp03 | 04_CH | ZUESTA | component | TotalThermalBuildingDemand | loadtype | LoadTypes.ANY
2026-07-31 12:42:32 UTC | hp03_04_CH_ZUESTA | hp03 | 04_CH | ZUESTA | component | TotalThermalBuildingDemand | unit | Units.WATT
2026-07-31 12:42:32 UTC | hp03_04_CH_ZUESTA | hp03 | 04_CH | ZUESTA | component | HeatDistributionController | building_name | BUI1
2026-07-31 12:42:32 UTC | hp03_04_CH_ZUESTA | hp03 | 04_CH | ZUESTA | component | HeatDistributionController | name | HeatDistributionController
2026-07-31 12:42:32 UTC | hp03_04_CH_ZUESTA | hp03 | 04_CH | ZUESTA | component | HeatDistributionController | heating_system | HeatDistributionSystemType.FLOORHEATING
2026-07-31 12:42:32 UTC | hp03_04_CH_ZUESTA | hp03 | 04_CH | ZUESTA | component | HeatDistributionController | set_heating_threshold_outside_temperature_in_celsius | 16
2026-07-31 12:42:32 UTC | hp03_04_CH_ZUESTA | hp03 | 04_CH | ZUESTA | component | HeatDistributionController | heating_reference_temperature_in_celsius | -8
2026-07-31 12:42:32 UTC | hp03_04_CH_ZUESTA | hp03 | 04_CH | ZUESTA | component | HeatDistributionController | set_heating_temperature_for_building_in_celsius | 20.5
2026-07-31 12:42:32 UTC | hp03_04_CH_ZUESTA | hp03 | 04_CH | ZUESTA | component | HeatDistributionController | set_cooling_temperature_for_building_in_celsius | 25
2026-07-31 12:42:32 UTC | hp03_04_CH_ZUESTA | hp03 | 04_CH | ZUESTA | component | HeatDistributionController | heating_load_of_building_in_watt | 10850.1
2026-07-31 12:42:32 UTC | hp03_04_CH_ZUESTA | hp03 | 04_CH | ZUESTA | heat_distribution | HeatDistributionSystem | absolute_conditioned_floor_area_in_m2 | 19
2026-07-31 12:42:32 UTC | hp03_04_CH_ZUESTA | hp03 | 04_CH | ZUESTA | thermal_storage | SimpleHotWaterStorage | volume_heating_water_storage_in_liter | 542.5
2026-07-31 12:42:32 UTC | hp03_04_CH_ZUESTA | hp03 | 04_CH | ZUESTA | component | BufferRemainingCapacity60C | building_name | BUI1
2026-07-31 12:42:32 UTC | hp03_04_CH_ZUESTA | hp03 | 04_CH | ZUESTA | component | BufferRemainingCapacity60C | name | BufferRemainingCapacity60C
2026-07-31 12:42:32 UTC | hp03_04_CH_ZUESTA | hp03 | 04_CH | ZUESTA | component | BufferRemainingCapacity60C | volume_heating_water_storage_in_liter | 542.5
2026-07-31 12:42:32 UTC | hp03_04_CH_ZUESTA | hp03 | 04_CH | ZUESTA | component | BufferRemainingCapacity60C | max_temperature_in_celsius | 6
2026-07-31 12:42:32 UTC | hp03_04_CH_ZUESTA | hp03 | 04_CH | ZUESTA | component | BufferRemainingCapacity60C | water_density_kg_per_liter | 0.992
2026-07-31 12:42:32 UTC | hp03_04_CH_ZUESTA | hp03 | 04_CH | ZUESTA | component | BufferRemainingCapacity60C | water_specific_heat_capacity_j_per_kg_per_k | 4180
2026-07-31 12:42:32 UTC | hp03_04_CH_ZUESTA | hp03 | 04_CH | ZUESTA | component | HeatPumpControllerSH | building_name | BUI1
2026-07-31 12:42:32 UTC | hp03_04_CH_ZUESTA | hp03 | 04_CH | ZUESTA | component | HeatPumpControllerSH | name | HeatPumpControllerSH
2026-07-31 12:42:32 UTC | hp03_04_CH_ZUESTA | hp03 | 04_CH | ZUESTA | component | HeatPumpControllerSH | mode | 2
2026-07-31 12:42:32 UTC | hp03_04_CH_ZUESTA | hp03 | 04_CH | ZUESTA | component | HeatPumpControllerSH | set_heating_threshold_outside_temperature_in_celsius | 16
2026-07-31 12:42:32 UTC | hp03_04_CH_ZUESTA | hp03 | 04_CH | ZUESTA | component | HeatPumpControllerSH | set_cooling_threshold_outside_temperature_in_celsius | 22
2026-07-31 12:42:32 UTC | hp03_04_CH_ZUESTA | hp03 | 04_CH | ZUESTA | component | HeatPumpControllerSH | upper_temperature_offset_for_state_conditions_in_celsius | 1
2026-07-31 12:42:32 UTC | hp03_04_CH_ZUESTA | hp03 | 04_CH | ZUESTA | component | HeatPumpControllerSH | lower_temperature_offset_for_state_conditions_in_celsius | 1
2026-07-31 12:42:32 UTC | hp03_04_CH_ZUESTA | hp03 | 04_CH | ZUESTA | component | HeatPumpControllerSH | heat_distribution_system_type | HeatDistributionSystemType.FLOORHEATING
2026-07-31 12:42:32 UTC | hp03_04_CH_ZUESTA | hp03 | 04_CH | ZUESTA | component | HeatPumpControllerDHW | building_name | BUI1
2026-07-31 12:42:32 UTC | hp03_04_CH_ZUESTA | hp03 | 04_CH | ZUESTA | component | HeatPumpControllerDHW | name | HeatPumpControllerDHW
2026-07-31 12:42:32 UTC | hp03_04_CH_ZUESTA | hp03 | 04_CH | ZUESTA | component | HeatPumpControllerDHW | t_min_dhw_storage_in_celsius | 4
2026-07-31 12:42:32 UTC | hp03_04_CH_ZUESTA | hp03 | 04_CH | ZUESTA | component | HeatPumpControllerDHW | t_max_dhw_storage_in_celsius | 6
2026-07-31 12:42:32 UTC | hp03_04_CH_ZUESTA | hp03 | 04_CH | ZUESTA | component | HeatPumpControllerDHW | thermalpower_dhw_is_constant | false
2026-07-31 12:42:32 UTC | hp03_04_CH_ZUESTA | hp03 | 04_CH | ZUESTA | component | HeatPumpControllerDHW | p_th_max_dhw_in_watt | 5000
2026-07-31 12:42:32 UTC | hp03_04_CH_ZUESTA | hp03 | 04_CH | ZUESTA | heat_generator | HeatPumpHPLib | set_thermal_output_power_in_watt | 7600
2026-07-31 12:42:32 UTC | hp03_04_CH_ZUESTA | hp03 | 04_CH | ZUESTA | heat_generator | HeatPumpHPLib | flow_temperature_in_celsius | 35
2026-07-31 12:42:32 UTC | hp03_04_CH_ZUESTA | hp03 | 04_CH | ZUESTA | heat_generator | HeatPumpHPLib | heating_reference_temperature_in_celsius | -7
2026-07-31 12:42:32 UTC | hp03_04_CH_ZUESTA | hp03 | 04_CH | ZUESTA | heat_generator | HeatPumpHPLib | with_domestic_hot_water_preparation | true
2026-07-31 12:42:32 UTC | hp03_04_CH_ZUESTA | hp03 | 04_CH | ZUESTA | heat_generator | HeatPumpHPLib | minimum_running_time_in_seconds | 14400
2026-07-31 12:42:32 UTC | hp03_04_CH_ZUESTA | hp03 | 04_CH | ZUESTA | heat_generator | HeatPumpHPLib | minimum_idle_time_in_seconds | 900
2026-07-31 12:42:32 UTC | hp03_04_CH_ZUESTA | hp03 | 04_CH | ZUESTA | heat_generator | HeatPumpHPLib | group_id | 1
2026-07-31 12:42:32 UTC | hp03_04_CH_ZUESTA | hp03 | 04_CH | ZUESTA | component | HeatGeneratorTotalThermalPower | building_name | BUI1
2026-07-31 12:42:32 UTC | hp03_04_CH_ZUESTA | hp03 | 04_CH | ZUESTA | component | HeatGeneratorTotalThermalPower | name | HeatGeneratorTotalThermalPower
2026-07-31 12:42:32 UTC | hp03_04_CH_ZUESTA | hp03 | 04_CH | ZUESTA | component | HeatGeneratorTotalThermalPower | loadtype | LoadTypes.ANY
2026-07-31 12:42:32 UTC | hp03_04_CH_ZUESTA | hp03 | 04_CH | ZUESTA | component | HeatGeneratorTotalThermalPower | unit | Units.WATT
2026-07-31 12:42:32 UTC | hp03_04_CH_ZUESTA | hp03 | 04_CH | ZUESTA | component | HeatGeneratorPlantDhwThermalPower | building_name | BUI1
2026-07-31 12:42:32 UTC | hp03_04_CH_ZUESTA | hp03 | 04_CH | ZUESTA | component | HeatGeneratorPlantDhwThermalPower | name | HeatGeneratorPlantDhwThermalPower
2026-07-31 12:42:32 UTC | hp03_04_CH_ZUESTA | hp03 | 04_CH | ZUESTA | component | HeatGeneratorPlantDhwThermalPower | loadtype | LoadTypes.ANY
2026-07-31 12:42:32 UTC | hp03_04_CH_ZUESTA | hp03 | 04_CH | ZUESTA | component | HeatGeneratorPlantDhwThermalPower | unit | Units.WATT
2026-07-31 12:42:32 UTC | hp03_04_CH_ZUESTA | hp03 | 04_CH | ZUESTA | component | SolarDhwThermalPower | building_name | BUI1
2026-07-31 12:42:32 UTC | hp03_04_CH_ZUESTA | hp03 | 04_CH | ZUESTA | component | SolarDhwThermalPower | name | SolarDhwThermalPower
2026-07-31 12:42:32 UTC | hp03_04_CH_ZUESTA | hp03 | 04_CH | ZUESTA | component | SolarDhwThermalPower | value_watt
2026-07-31 12:42:32 UTC | hp03_04_CH_ZUESTA | hp03 | 04_CH | ZUESTA | component | SolarDhwThermalPower | loadtype | LoadTypes.ANY
2026-07-31 12:42:32 UTC | hp03_04_CH_ZUESTA | hp03 | 04_CH | ZUESTA | component | SolarDhwThermalPower | unit | Units.WATT
2026-07-31 12:42:32 UTC | hp03_04_CH_ZUESTA | hp03 | 04_CH | ZUESTA | component | FlexibilityPotential | building_name | BUI1
2026-07-31 12:42:32 UTC | hp03_04_CH_ZUESTA | hp03 | 04_CH | ZUESTA | component | FlexibilityPotential | name | FlexibilityPotential
2026-07-31 12:42:32 UTC | hp03_04_CH_ZUESTA | hp03 | 04_CH | ZUESTA | component | FlexibilityPotential | fallback_heating_cop | 1
2026-07-31 12:42:32 UTC | hp03_04_CH_ZUESTA | hp03 | 04_CH | ZUESTA | component | FlexibilityPotential | fallback_cooling_eer
2026-07-31 12:42:32 UTC | hp03_05_CH_ZUESTA | hp03 | 05_CH | ZUESTA | simulation | SimulationParameters | year | 2050
2026-07-31 12:42:32 UTC | hp03_05_CH_ZUESTA | hp03 | 05_CH | ZUESTA | simulation | SimulationParameters | seconds_per_timestep | 9 | s
2026-07-31 12:42:32 UTC | hp03_05_CH_ZUESTA | hp03 | 05_CH | ZUESTA | simulation | SimulationParameters | country | CH
2026-07-31 12:42:32 UTC | hp03_05_CH_ZUESTA | hp03 | 05_CH | ZUESTA | cli | cli_overrides | ARCH | 05_CH
2026-07-31 12:42:32 UTC | hp03_05_CH_ZUESTA | hp03 | 05_CH | ZUESTA | cli | cli_overrides | WEATHER | ZUESTA
2026-07-31 12:42:32 UTC | hp03_05_CH_ZUESTA | hp03 | 05_CH | ZUESTA | cli | cli_overrides | TIME_HORIZON | future
2026-07-31 12:42:32 UTC | hp03_05_CH_ZUESTA | hp03 | 05_CH | ZUESTA | cli | cli_overrides | SCENARIO | none
2026-07-31 12:42:32 UTC | hp03_05_CH_ZUESTA | hp03 | 05_CH | ZUESTA | cli | cli_overrides | OCC | SIA2024
2026-07-31 12:42:32 UTC | hp03_05_CH_ZUESTA | hp03 | 05_CH | ZUESTA | cli | cli_overrides | HEATGEN_SIZING | IDEAL_LOOKUP
2026-07-31 12:42:32 UTC | hp03_05_CH_ZUESTA | hp03 | 05_CH | ZUESTA | cli | cli_overrides | HP_MODEL | Viessmann Werke GmbH & Co KG / Vitocal 300-A AWO-AC 301.B07
2026-07-31 12:42:32 UTC | hp03_05_CH_ZUESTA | hp03 | 05_CH | ZUESTA | cli | cli_overrides | HP_NOMINAL_POWER_W | 7420
2026-07-31 12:42:32 UTC | hp03_05_CH_ZUESTA | hp03 | 05_CH | ZUESTA | cli | cli_overrides | HP_SHARE_OF_IDEAL | 0.8
2026-07-31 12:42:32 UTC | hp03_05_CH_ZUESTA | hp03 | 05_CH | ZUESTA | internal_loads | SIA2024Occupancy | conditioned_floor_area_in_m2 | 2
2026-07-31 12:42:32 UTC | hp03_05_CH_ZUESTA | hp03 | 05_CH | ZUESTA | internal_loads | SIA2024Occupancy | appliances_load_w_per_m2 | 1
2026-07-31 12:42:32 UTC | hp03_05_CH_ZUESTA | hp03 | 05_CH | ZUESTA | internal_loads | SIA2024Occupancy | lighting_load_w_per_m2 | 3
2026-07-31 12:42:32 UTC | hp03_05_CH_ZUESTA | hp03 | 05_CH | ZUESTA | internal_loads | SIA2024Occupancy | lighting_annual_full_load_hours | 846
2026-07-31 12:42:32 UTC | hp03_05_CH_ZUESTA | hp03 | 05_CH | ZUESTA | internal_loads | SIA2024Occupancy | appliances_yearly_utilization_per_month | 0.7995
2026-07-31 12:42:32 UTC | hp03_05_CH_ZUESTA | hp03 | 05_CH | ZUESTA | weather | Weather | source_path | C:\Users\het\HiSim\hisim\inputs\weather\custom_csv\Zurich\NABZUE_2060_RCP85_DRY.csv
2026-07-31 12:42:32 UTC | hp03_05_CH_ZUESTA | hp03 | 05_CH | ZUESTA | weather | Weather | location | Zurich
2026-07-31 12:42:32 UTC | hp03_05_CH_ZUESTA | hp03 | 05_CH | ZUESTA | weather | Weather | name | Weather
2026-07-31 12:42:32 UTC | hp03_05_CH_ZUESTA | hp03 | 05_CH | ZUESTA | pv | PVSystem | power_in_watt | 15123.8
2026-07-31 12:42:32 UTC | hp03_05_CH_ZUESTA | hp03 | 05_CH | ZUESTA | pv | PVSystem | tilt | 30
2026-07-31 12:42:32 UTC | hp03_05_CH_ZUESTA | hp03 | 05_CH | ZUESTA | pv | PVSystem | azimuth | 180
2026-07-31 12:42:32 UTC | hp03_05_CH_ZUESTA | hp03 | 05_CH | ZUESTA | pv | PVSystem | location | ZUESTA
2026-07-31 12:42:32 UTC | hp03_05_CH_ZUESTA | hp03 | 05_CH | ZUESTA | component | ElectricityMeter | building_name | BUI1
2026-07-31 12:42:32 UTC | hp03_05_CH_ZUESTA | hp03 | 05_CH | ZUESTA | component | ElectricityMeter | name | ElectricityMeter
2026-07-31 12:42:32 UTC | hp03_05_CH_ZUESTA | hp03 | 05_CH | ZUESTA | building | Building | building_name | 1971_1980
2026-07-31 12:42:32 UTC | hp03_05_CH_ZUESTA | hp03 | 05_CH | ZUESTA | building | Building | building_code | AT.N.SFH.04.Gen.ReEx.001.002
2026-07-31 12:42:32 UTC | hp03_05_CH_ZUESTA | hp03 | 05_CH | ZUESTA | building | Building | building_heat_capacity_class | medium
2026-07-31 12:42:32 UTC | hp03_05_CH_ZUESTA | hp03 | 05_CH | ZUESTA | building | Building | absolute_conditioned_floor_area_in_m2 | 200
2026-07-31 12:42:32 UTC | hp03_05_CH_ZUESTA | hp03 | 05_CH | ZUESTA | building | Building | heating_reference_temperature_in_celsius | -8
2026-07-31 12:42:32 UTC | hp03_05_CH_ZUESTA | hp03 | 05_CH | ZUESTA | building | Building | floor_u_value_in_watt_per_m2_per_kelvin | 0.88
2026-07-31 12:42:32 UTC | hp03_05_CH_ZUESTA | hp03 | 05_CH | ZUESTA | building | Building | floor_area_in_m2 | 102.9
2026-07-31 12:42:32 UTC | hp03_05_CH_ZUESTA | hp03 | 05_CH | ZUESTA | building | Building | facade_u_value_in_watt_per_m2_per_kelvin | 0.56
2026-07-31 12:42:32 UTC | hp03_05_CH_ZUESTA | hp03 | 05_CH | ZUESTA | building | Building | facade_area_in_m2 | 162.6
2026-07-31 12:42:32 UTC | hp03_05_CH_ZUESTA | hp03 | 05_CH | ZUESTA | building | Building | roof_u_value_in_watt_per_m2_per_kelvin | 0.41
2026-07-31 12:42:32 UTC | hp03_05_CH_ZUESTA | hp03 | 05_CH | ZUESTA | building | Building | roof_area_in_m2 | 114.7
2026-07-31 12:42:32 UTC | hp03_05_CH_ZUESTA | hp03 | 05_CH | ZUESTA | building | Building | window_u_value_in_watt_per_m2_per_kelvin | 1.7
2026-07-31 12:42:32 UTC | hp03_05_CH_ZUESTA | hp03 | 05_CH | ZUESTA | building | Building | window_area_in_m2 | 32
2026-07-31 12:42:32 UTC | hp03_05_CH_ZUESTA | hp03 | 05_CH | ZUESTA | building | Building | door_u_value_in_watt_per_m2_per_kelvin
2026-07-31 12:42:32 UTC | hp03_05_CH_ZUESTA | hp03 | 05_CH | ZUESTA | building | Building | door_area_in_m2
2026-07-31 12:42:32 UTC | hp03_05_CH_ZUESTA | hp03 | 05_CH | ZUESTA | building | Building | set_heating_temperature_in_celsius | 20.5
2026-07-31 12:42:32 UTC | hp03_05_CH_ZUESTA | hp03 | 05_CH | ZUESTA | building | Building | set_cooling_temperature_in_celsius | 25
2026-07-31 12:42:32 UTC | hp03_05_CH_ZUESTA | hp03 | 05_CH | ZUESTA | building | Building | natural_ventilation_m3_per_h_per_person | 29
2026-07-31 12:42:32 UTC | hp03_05_CH_ZUESTA | hp03 | 05_CH | ZUESTA | building | Building | sia_natural_ventilation_m3_per_h_per_m2 | 0.6
2026-07-31 12:42:32 UTC | hp03_05_CH_ZUESTA | hp03 | 05_CH | ZUESTA | building | Building | swiss_infiltration_rate_per_h | 0.3
2026-07-31 12:42:32 UTC | hp03_05_CH_ZUESTA | hp03 | 05_CH | ZUESTA | building | Building | heating_demand_mode | iso13790
2026-07-31 12:42:32 UTC | hp03_05_CH_ZUESTA | hp03 | 05_CH | ZUESTA | building | Building | operative_heating_proportional_band_in_celsius | 1
2026-07-31 12:42:32 UTC | hp03_05_CH_ZUESTA | hp03 | 05_CH | ZUESTA | building | Building | operative_heating_proportional_gain | 1
2026-07-31 12:42:32 UTC | hp03_05_CH_ZUESTA | hp03 | 05_CH | ZUESTA | building | Building | control_comfort_lower_bound_shift_in_celsius
2026-07-31 12:42:32 UTC | hp03_05_CH_ZUESTA | hp03 | 05_CH | ZUESTA | building | Building | comfort_aware_seasonal_heating_gate | true
2026-07-31 12:42:32 UTC | hp03_05_CH_ZUESTA | hp03 | 05_CH | ZUESTA | component | StrictComfortDemandController | building_name | BUI1
2026-07-31 12:42:32 UTC | hp03_05_CH_ZUESTA | hp03 | 05_CH | ZUESTA | component | StrictComfortDemandController | name | StrictComfortDemandController
2026-07-31 12:42:32 UTC | hp03_05_CH_ZUESTA | hp03 | 05_CH | ZUESTA | component | StrictComfortDemandController | temperature_air_heating_in_celsius | 20.5
2026-07-31 12:42:32 UTC | hp03_05_CH_ZUESTA | hp03 | 05_CH | ZUESTA | component | StrictComfortDemandController | temperature_air_cooling_in_celsius | 24
2026-07-31 12:42:32 UTC | hp03_05_CH_ZUESTA | hp03 | 05_CH | ZUESTA | component | StrictComfortDemandController | offset | 0.5
2026-07-31 12:42:32 UTC | hp03_05_CH_ZUESTA | hp03 | 05_CH | ZUESTA | component | StrictComfortDemandController | mode | 2
2026-07-31 12:42:32 UTC | hp03_05_CH_ZUESTA | hp03 | 05_CH | ZUESTA | component | StrictComfortDemandController | use_adaptive_comfort_band | true
2026-07-31 12:42:32 UTC | hp03_05_CH_ZUESTA | hp03 | 05_CH | ZUESTA | component | StrictComfortDemandController | control_strategy | strict_comfort_band_v1
2026-07-31 12:42:32 UTC | hp03_05_CH_ZUESTA | hp03 | 05_CH | ZUESTA | component | StrictComfortDemandController | comfort_band_inner_offset_in_celsius | 0.5
2026-07-31 12:42:32 UTC | hp03_05_CH_ZUESTA | hp03 | 05_CH | ZUESTA | component | StrictComfortDemandController | comfort_band_inner_offset_lower_in_celsius | 1
2026-07-31 12:42:32 UTC | hp03_05_CH_ZUESTA | hp03 | 05_CH | ZUESTA | component | StrictComfortDemandController | comfort_band_inner_offset_upper_in_celsius | 0.5
2026-07-31 12:42:32 UTC | hp03_05_CH_ZUESTA | hp03 | 05_CH | ZUESTA | component | StrictComfortDemandController | heating_disabled_above_running_mean_outdoor_temperature_in_celsius | 18
2026-07-31 12:42:32 UTC | hp03_05_CH_ZUESTA | hp03 | 05_CH | ZUESTA | component | StrictComfortDemandController | cooling_enabled_above_running_mean_outdoor_temperature_in_celsius | 22
2026-07-31 12:42:32 UTC | hp03_05_CH_ZUESTA | hp03 | 05_CH | ZUESTA | component | ComfortBandHeatingDemand | building_name | BUI1
2026-07-31 12:42:32 UTC | hp03_05_CH_ZUESTA | hp03 | 05_CH | ZUESTA | component | ComfortBandHeatingDemand | name | ComfortBandHeatingDemand
2026-07-31 12:42:32 UTC | hp03_05_CH_ZUESTA | hp03 | 05_CH | ZUESTA | component | ComfortBandHeatingDemand | max_heating_power_in_watt | 10096.4
2026-07-31 12:42:32 UTC | hp03_05_CH_ZUESTA | hp03 | 05_CH | ZUESTA | component | ComfortBandHeatingDemand | proportional_gain_in_watt_per_kelvin | 20192.9
2026-07-31 12:42:32 UTC | hp03_05_CH_ZUESTA | hp03 | 05_CH | ZUESTA | component | StrictComfortSetpointModifier | building_name | BUI1
2026-07-31 12:42:32 UTC | hp03_05_CH_ZUESTA | hp03 | 05_CH | ZUESTA | component | StrictComfortSetpointModifier | name | StrictComfortSetpointModifier
2026-07-31 12:42:32 UTC | hp03_05_CH_ZUESTA | hp03 | 05_CH | ZUESTA | component | StrictComfortSetpointModifier | base_heating_setpoint_in_celsius | 20.5
2026-07-31 12:42:32 UTC | hp03_05_CH_ZUESTA | hp03 | 05_CH | ZUESTA | component | StrictComfortSetpointModifier | recovery_gain | 5
2026-07-31 12:42:32 UTC | hp03_05_CH_ZUESTA | hp03 | 05_CH | ZUESTA | component | StrictComfortSetpointModifier | max_recovery_boost_in_celsius | 5
2026-07-31 12:42:32 UTC | hp03_05_CH_ZUESTA | hp03 | 05_CH | ZUESTA | component | StrictComfortSetpointModifier | clamp_min_modifier_in_celsius
2026-07-31 12:42:32 UTC | hp03_05_CH_ZUESTA | hp03 | 05_CH | ZUESTA | component | StrictComfortSetpointModifier | clamp_max_modifier_in_celsius | 15
2026-07-31 12:42:32 UTC | hp03_05_CH_ZUESTA | hp03 | 05_CH | ZUESTA | component | TotalThermalBuildingDemand | building_name | BUI1
2026-07-31 12:42:32 UTC | hp03_05_CH_ZUESTA | hp03 | 05_CH | ZUESTA | component | TotalThermalBuildingDemand | name | TotalThermalBuildingDemand
2026-07-31 12:42:32 UTC | hp03_05_CH_ZUESTA | hp03 | 05_CH | ZUESTA | component | TotalThermalBuildingDemand | loadtype | LoadTypes.ANY
2026-07-31 12:42:32 UTC | hp03_05_CH_ZUESTA | hp03 | 05_CH | ZUESTA | component | TotalThermalBuildingDemand | unit | Units.WATT
2026-07-31 12:42:32 UTC | hp03_05_CH_ZUESTA | hp03 | 05_CH | ZUESTA | component | HeatDistributionController | building_name | BUI1
2026-07-31 12:42:32 UTC | hp03_05_CH_ZUESTA | hp03 | 05_CH | ZUESTA | component | HeatDistributionController | name | HeatDistributionController
2026-07-31 12:42:32 UTC | hp03_05_CH_ZUESTA | hp03 | 05_CH | ZUESTA | component | HeatDistributionController | heating_system | HeatDistributionSystemType.FLOORHEATING
2026-07-31 12:42:32 UTC | hp03_05_CH_ZUESTA | hp03 | 05_CH | ZUESTA | component | HeatDistributionController | set_heating_threshold_outside_temperature_in_celsius | 16
2026-07-31 12:42:32 UTC | hp03_05_CH_ZUESTA | hp03 | 05_CH | ZUESTA | component | HeatDistributionController | heating_reference_temperature_in_celsius | -8
2026-07-31 12:42:32 UTC | hp03_05_CH_ZUESTA | hp03 | 05_CH | ZUESTA | component | HeatDistributionController | set_heating_temperature_for_building_in_celsius | 20.5
2026-07-31 12:42:32 UTC | hp03_05_CH_ZUESTA | hp03 | 05_CH | ZUESTA | component | HeatDistributionController | set_cooling_temperature_for_building_in_celsius | 25
2026-07-31 12:42:32 UTC | hp03_05_CH_ZUESTA | hp03 | 05_CH | ZUESTA | component | HeatDistributionController | heating_load_of_building_in_watt | 10096.4
2026-07-31 12:42:32 UTC | hp03_05_CH_ZUESTA | hp03 | 05_CH | ZUESTA | heat_distribution | HeatDistributionSystem | absolute_conditioned_floor_area_in_m2 | 2
2026-07-31 12:42:32 UTC | hp03_05_CH_ZUESTA | hp03 | 05_CH | ZUESTA | thermal_storage | SimpleHotWaterStorage | volume_heating_water_storage_in_liter | 504.8
2026-07-31 12:42:32 UTC | hp03_05_CH_ZUESTA | hp03 | 05_CH | ZUESTA | component | BufferRemainingCapacity60C | building_name | BUI1
2026-07-31 12:42:32 UTC | hp03_05_CH_ZUESTA | hp03 | 05_CH | ZUESTA | component | BufferRemainingCapacity60C | name | BufferRemainingCapacity60C
2026-07-31 12:42:32 UTC | hp03_05_CH_ZUESTA | hp03 | 05_CH | ZUESTA | component | BufferRemainingCapacity60C | volume_heating_water_storage_in_liter | 504.8
2026-07-31 12:42:32 UTC | hp03_05_CH_ZUESTA | hp03 | 05_CH | ZUESTA | component | BufferRemainingCapacity60C | max_temperature_in_celsius | 6
2026-07-31 12:42:32 UTC | hp03_05_CH_ZUESTA | hp03 | 05_CH | ZUESTA | component | BufferRemainingCapacity60C | water_density_kg_per_liter | 0.992
2026-07-31 12:42:32 UTC | hp03_05_CH_ZUESTA | hp03 | 05_CH | ZUESTA | component | BufferRemainingCapacity60C | water_specific_heat_capacity_j_per_kg_per_k | 4180
2026-07-31 12:42:32 UTC | hp03_05_CH_ZUESTA | hp03 | 05_CH | ZUESTA | component | HeatPumpControllerSH | building_name | BUI1
2026-07-31 12:42:32 UTC | hp03_05_CH_ZUESTA | hp03 | 05_CH | ZUESTA | component | HeatPumpControllerSH | name | HeatPumpControllerSH
2026-07-31 12:42:32 UTC | hp03_05_CH_ZUESTA | hp03 | 05_CH | ZUESTA | component | HeatPumpControllerSH | mode | 2
2026-07-31 12:42:32 UTC | hp03_05_CH_ZUESTA | hp03 | 05_CH | ZUESTA | component | HeatPumpControllerSH | set_heating_threshold_outside_temperature_in_celsius | 16
2026-07-31 12:42:32 UTC | hp03_05_CH_ZUESTA | hp03 | 05_CH | ZUESTA | component | HeatPumpControllerSH | set_cooling_threshold_outside_temperature_in_celsius | 22
2026-07-31 12:42:32 UTC | hp03_05_CH_ZUESTA | hp03 | 05_CH | ZUESTA | component | HeatPumpControllerSH | upper_temperature_offset_for_state_conditions_in_celsius | 1
2026-07-31 12:42:32 UTC | hp03_05_CH_ZUESTA | hp03 | 05_CH | ZUESTA | component | HeatPumpControllerSH | lower_temperature_offset_for_state_conditions_in_celsius | 1
2026-07-31 12:42:32 UTC | hp03_05_CH_ZUESTA | hp03 | 05_CH | ZUESTA | component | HeatPumpControllerSH | heat_distribution_system_type | HeatDistributionSystemType.FLOORHEATING
2026-07-31 12:42:32 UTC | hp03_05_CH_ZUESTA | hp03 | 05_CH | ZUESTA | component | HeatPumpControllerDHW | building_name | BUI1
2026-07-31 12:42:32 UTC | hp03_05_CH_ZUESTA | hp03 | 05_CH | ZUESTA | component | HeatPumpControllerDHW | name | HeatPumpControllerDHW
2026-07-31 12:42:32 UTC | hp03_05_CH_ZUESTA | hp03 | 05_CH | ZUESTA | component | HeatPumpControllerDHW | t_min_dhw_storage_in_celsius | 4
2026-07-31 12:42:32 UTC | hp03_05_CH_ZUESTA | hp03 | 05_CH | ZUESTA | component | HeatPumpControllerDHW | t_max_dhw_storage_in_celsius | 6
2026-07-31 12:42:32 UTC | hp03_05_CH_ZUESTA | hp03 | 05_CH | ZUESTA | component | HeatPumpControllerDHW | thermalpower_dhw_is_constant | false
2026-07-31 12:42:32 UTC | hp03_05_CH_ZUESTA | hp03 | 05_CH | ZUESTA | component | HeatPumpControllerDHW | p_th_max_dhw_in_watt | 5000
2026-07-31 12:42:32 UTC | hp03_05_CH_ZUESTA | hp03 | 05_CH | ZUESTA | heat_generator | HeatPumpHPLib | set_thermal_output_power_in_watt | 7420
2026-07-31 12:42:32 UTC | hp03_05_CH_ZUESTA | hp03 | 05_CH | ZUESTA | heat_generator | HeatPumpHPLib | flow_temperature_in_celsius | 35
2026-07-31 12:42:32 UTC | hp03_05_CH_ZUESTA | hp03 | 05_CH | ZUESTA | heat_generator | HeatPumpHPLib | heating_reference_temperature_in_celsius | -7
2026-07-31 12:42:32 UTC | hp03_05_CH_ZUESTA | hp03 | 05_CH | ZUESTA | heat_generator | HeatPumpHPLib | with_domestic_hot_water_preparation | true
2026-07-31 12:42:32 UTC | hp03_05_CH_ZUESTA | hp03 | 05_CH | ZUESTA | heat_generator | HeatPumpHPLib | minimum_running_time_in_seconds | 14400
2026-07-31 12:42:32 UTC | hp03_05_CH_ZUESTA | hp03 | 05_CH | ZUESTA | heat_generator | HeatPumpHPLib | minimum_idle_time_in_seconds | 900
2026-07-31 12:42:32 UTC | hp03_05_CH_ZUESTA | hp03 | 05_CH | ZUESTA | heat_generator | HeatPumpHPLib | group_id | 1
2026-07-31 12:42:32 UTC | hp03_05_CH_ZUESTA | hp03 | 05_CH | ZUESTA | component | HeatGeneratorTotalThermalPower | building_name | BUI1
2026-07-31 12:42:32 UTC | hp03_05_CH_ZUESTA | hp03 | 05_CH | ZUESTA | component | HeatGeneratorTotalThermalPower | name | HeatGeneratorTotalThermalPower
2026-07-31 12:42:32 UTC | hp03_05_CH_ZUESTA | hp03 | 05_CH | ZUESTA | component | HeatGeneratorTotalThermalPower | loadtype | LoadTypes.ANY
2026-07-31 12:42:32 UTC | hp03_05_CH_ZUESTA | hp03 | 05_CH | ZUESTA | component | HeatGeneratorTotalThermalPower | unit | Units.WATT
2026-07-31 12:42:32 UTC | hp03_05_CH_ZUESTA | hp03 | 05_CH | ZUESTA | component | HeatGeneratorPlantDhwThermalPower | building_name | BUI1
2026-07-31 12:42:32 UTC | hp03_05_CH_ZUESTA | hp03 | 05_CH | ZUESTA | component | HeatGeneratorPlantDhwThermalPower | name | HeatGeneratorPlantDhwThermalPower
2026-07-31 12:42:32 UTC | hp03_05_CH_ZUESTA | hp03 | 05_CH | ZUESTA | component | HeatGeneratorPlantDhwThermalPower | loadtype | LoadTypes.ANY
2026-07-31 12:42:32 UTC | hp03_05_CH_ZUESTA | hp03 | 05_CH | ZUESTA | component | HeatGeneratorPlantDhwThermalPower | unit | Units.WATT
2026-07-31 12:42:32 UTC | hp03_05_CH_ZUESTA | hp03 | 05_CH | ZUESTA | component | SolarDhwThermalPower | building_name | BUI1
2026-07-31 12:42:32 UTC | hp03_05_CH_ZUESTA | hp03 | 05_CH | ZUESTA | component | SolarDhwThermalPower | name | SolarDhwThermalPower
2026-07-31 12:42:32 UTC | hp03_05_CH_ZUESTA | hp03 | 05_CH | ZUESTA | component | SolarDhwThermalPower | value_watt
2026-07-31 12:42:32 UTC | hp03_05_CH_ZUESTA | hp03 | 05_CH | ZUESTA | component | SolarDhwThermalPower | loadtype | LoadTypes.ANY
2026-07-31 12:42:32 UTC | hp03_05_CH_ZUESTA | hp03 | 05_CH | ZUESTA | component | SolarDhwThermalPower | unit | Units.WATT
2026-07-31 12:42:32 UTC | hp03_05_CH_ZUESTA | hp03 | 05_CH | ZUESTA | component | FlexibilityPotential | building_name | BUI1
2026-07-31 12:42:32 UTC | hp03_05_CH_ZUESTA | hp03 | 05_CH | ZUESTA | component | FlexibilityPotential | name | FlexibilityPotential
2026-07-31 12:42:32 UTC | hp03_05_CH_ZUESTA | hp03 | 05_CH | ZUESTA | component | FlexibilityPotential | fallback_heating_cop | 1
2026-07-31 12:42:32 UTC | hp03_05_CH_ZUESTA | hp03 | 05_CH | ZUESTA | component | FlexibilityPotential | fallback_cooling_eer
2026-07-31 12:42:32 UTC | hp03_06_CH_ZUESTA | hp03 | 06_CH | ZUESTA | simulation | SimulationParameters | year | 2050
2026-07-31 12:42:32 UTC | hp03_06_CH_ZUESTA | hp03 | 06_CH | ZUESTA | simulation | SimulationParameters | seconds_per_timestep | 9 | s
2026-07-31 12:42:32 UTC | hp03_06_CH_ZUESTA | hp03 | 06_CH | ZUESTA | simulation | SimulationParameters | country | CH
2026-07-31 12:42:32 UTC | hp03_06_CH_ZUESTA | hp03 | 06_CH | ZUESTA | cli | cli_overrides | ARCH | 06_CH
2026-07-31 12:42:32 UTC | hp03_06_CH_ZUESTA | hp03 | 06_CH | ZUESTA | cli | cli_overrides | WEATHER | ZUESTA
2026-07-31 12:42:32 UTC | hp03_06_CH_ZUESTA | hp03 | 06_CH | ZUESTA | cli | cli_overrides | TIME_HORIZON | future
2026-07-31 12:42:32 UTC | hp03_06_CH_ZUESTA | hp03 | 06_CH | ZUESTA | cli | cli_overrides | SCENARIO | none
2026-07-31 12:42:32 UTC | hp03_06_CH_ZUESTA | hp03 | 06_CH | ZUESTA | cli | cli_overrides | OCC | SIA2024
2026-07-31 12:42:32 UTC | hp03_06_CH_ZUESTA | hp03 | 06_CH | ZUESTA | cli | cli_overrides | HEATGEN_SIZING | IDEAL_LOOKUP
2026-07-31 12:42:32 UTC | hp03_06_CH_ZUESTA | hp03 | 06_CH | ZUESTA | cli | cli_overrides | HP_MODEL | ROTEX Heating Systems GmbH / HPSU compact 508
2026-07-31 12:42:32 UTC | hp03_06_CH_ZUESTA | hp03 | 06_CH | ZUESTA | cli | cli_overrides | HP_NOMINAL_POWER_W | 5510
2026-07-31 12:42:32 UTC | hp03_06_CH_ZUESTA | hp03 | 06_CH | ZUESTA | cli | cli_overrides | HP_SHARE_OF_IDEAL | 0.8
2026-07-31 12:42:32 UTC | hp03_06_CH_ZUESTA | hp03 | 06_CH | ZUESTA | internal_loads | SIA2024Occupancy | conditioned_floor_area_in_m2 | 198
2026-07-31 12:42:32 UTC | hp03_06_CH_ZUESTA | hp03 | 06_CH | ZUESTA | internal_loads | SIA2024Occupancy | appliances_load_w_per_m2 | 1
2026-07-31 12:42:32 UTC | hp03_06_CH_ZUESTA | hp03 | 06_CH | ZUESTA | internal_loads | SIA2024Occupancy | lighting_load_w_per_m2 | 3
2026-07-31 12:42:32 UTC | hp03_06_CH_ZUESTA | hp03 | 06_CH | ZUESTA | internal_loads | SIA2024Occupancy | lighting_annual_full_load_hours | 846
2026-07-31 12:42:32 UTC | hp03_06_CH_ZUESTA | hp03 | 06_CH | ZUESTA | internal_loads | SIA2024Occupancy | appliances_yearly_utilization_per_month | 0.7995
2026-07-31 12:42:32 UTC | hp03_06_CH_ZUESTA | hp03 | 06_CH | ZUESTA | weather | Weather | source_path | C:\Users\het\HiSim\hisim\inputs\weather\custom_csv\Zurich\NABZUE_2060_RCP85_DRY.csv
2026-07-31 12:42:32 UTC | hp03_06_CH_ZUESTA | hp03 | 06_CH | ZUESTA | weather | Weather | location | Zurich
2026-07-31 12:42:32 UTC | hp03_06_CH_ZUESTA | hp03 | 06_CH | ZUESTA | weather | Weather | name | Weather
2026-07-31 12:42:32 UTC | hp03_06_CH_ZUESTA | hp03 | 06_CH | ZUESTA | pv | PVSystem | power_in_watt | 13607.3
2026-07-31 12:42:32 UTC | hp03_06_CH_ZUESTA | hp03 | 06_CH | ZUESTA | pv | PVSystem | tilt | 30
2026-07-31 12:42:32 UTC | hp03_06_CH_ZUESTA | hp03 | 06_CH | ZUESTA | pv | PVSystem | azimuth | 180
2026-07-31 12:42:32 UTC | hp03_06_CH_ZUESTA | hp03 | 06_CH | ZUESTA | pv | PVSystem | location | ZUESTA
2026-07-31 12:42:32 UTC | hp03_06_CH_ZUESTA | hp03 | 06_CH | ZUESTA | component | ElectricityMeter | building_name | BUI1
2026-07-31 12:42:32 UTC | hp03_06_CH_ZUESTA | hp03 | 06_CH | ZUESTA | component | ElectricityMeter | name | ElectricityMeter
2026-07-31 12:42:32 UTC | hp03_06_CH_ZUESTA | hp03 | 06_CH | ZUESTA | building | Building | building_name | 1981_1990
2026-07-31 12:42:32 UTC | hp03_06_CH_ZUESTA | hp03 | 06_CH | ZUESTA | building | Building | building_code | AT.N.SFH.05.Gen.ReEx.001.002
2026-07-31 12:42:32 UTC | hp03_06_CH_ZUESTA | hp03 | 06_CH | ZUESTA | building | Building | building_heat_capacity_class | medium
2026-07-31 12:42:32 UTC | hp03_06_CH_ZUESTA | hp03 | 06_CH | ZUESTA | building | Building | absolute_conditioned_floor_area_in_m2 | 198
2026-07-31 12:42:32 UTC | hp03_06_CH_ZUESTA | hp03 | 06_CH | ZUESTA | building | Building | heating_reference_temperature_in_celsius | -8
2026-07-31 12:42:32 UTC | hp03_06_CH_ZUESTA | hp03 | 06_CH | ZUESTA | building | Building | floor_u_value_in_watt_per_m2_per_kelvin | 0.61
2026-07-31 12:42:32 UTC | hp03_06_CH_ZUESTA | hp03 | 06_CH | ZUESTA | building | Building | floor_area_in_m2 | 88.2
2026-07-31 12:42:32 UTC | hp03_06_CH_ZUESTA | hp03 | 06_CH | ZUESTA | building | Building | facade_u_value_in_watt_per_m2_per_kelvin | 0.4
2026-07-31 12:42:32 UTC | hp03_06_CH_ZUESTA | hp03 | 06_CH | ZUESTA | building | Building | facade_area_in_m2 | 160.2
2026-07-31 12:42:32 UTC | hp03_06_CH_ZUESTA | hp03 | 06_CH | ZUESTA | building | Building | roof_u_value_in_watt_per_m2_per_kelvin | 0.36
2026-07-31 12:42:32 UTC | hp03_06_CH_ZUESTA | hp03 | 06_CH | ZUESTA | building | Building | roof_area_in_m2 | 103.2
2026-07-31 12:42:32 UTC | hp03_06_CH_ZUESTA | hp03 | 06_CH | ZUESTA | building | Building | window_u_value_in_watt_per_m2_per_kelvin | 1.9
2026-07-31 12:42:32 UTC | hp03_06_CH_ZUESTA | hp03 | 06_CH | ZUESTA | building | Building | window_area_in_m2 | 31.68
2026-07-31 12:42:32 UTC | hp03_06_CH_ZUESTA | hp03 | 06_CH | ZUESTA | building | Building | door_u_value_in_watt_per_m2_per_kelvin
2026-07-31 12:42:32 UTC | hp03_06_CH_ZUESTA | hp03 | 06_CH | ZUESTA | building | Building | door_area_in_m2
2026-07-31 12:42:32 UTC | hp03_06_CH_ZUESTA | hp03 | 06_CH | ZUESTA | building | Building | set_heating_temperature_in_celsius | 20.5
2026-07-31 12:42:32 UTC | hp03_06_CH_ZUESTA | hp03 | 06_CH | ZUESTA | building | Building | set_cooling_temperature_in_celsius | 25
2026-07-31 12:42:32 UTC | hp03_06_CH_ZUESTA | hp03 | 06_CH | ZUESTA | building | Building | natural_ventilation_m3_per_h_per_person | 29
2026-07-31 12:42:32 UTC | hp03_06_CH_ZUESTA | hp03 | 06_CH | ZUESTA | building | Building | sia_natural_ventilation_m3_per_h_per_m2 | 0.6
2026-07-31 12:42:32 UTC | hp03_06_CH_ZUESTA | hp03 | 06_CH | ZUESTA | building | Building | swiss_infiltration_rate_per_h | 0.15
2026-07-31 12:42:32 UTC | hp03_06_CH_ZUESTA | hp03 | 06_CH | ZUESTA | building | Building | heating_demand_mode | iso13790
2026-07-31 12:42:32 UTC | hp03_06_CH_ZUESTA | hp03 | 06_CH | ZUESTA | building | Building | operative_heating_proportional_band_in_celsius | 1
2026-07-31 12:42:32 UTC | hp03_06_CH_ZUESTA | hp03 | 06_CH | ZUESTA | building | Building | operative_heating_proportional_gain | 1
2026-07-31 12:42:32 UTC | hp03_06_CH_ZUESTA | hp03 | 06_CH | ZUESTA | building | Building | control_comfort_lower_bound_shift_in_celsius
2026-07-31 12:42:32 UTC | hp03_06_CH_ZUESTA | hp03 | 06_CH | ZUESTA | building | Building | comfort_aware_seasonal_heating_gate | true
2026-07-31 12:42:32 UTC | hp03_06_CH_ZUESTA | hp03 | 06_CH | ZUESTA | component | StrictComfortDemandController | building_name | BUI1
2026-07-31 12:42:32 UTC | hp03_06_CH_ZUESTA | hp03 | 06_CH | ZUESTA | component | StrictComfortDemandController | name | StrictComfortDemandController
2026-07-31 12:42:32 UTC | hp03_06_CH_ZUESTA | hp03 | 06_CH | ZUESTA | component | StrictComfortDemandController | temperature_air_heating_in_celsius | 20.5
2026-07-31 12:42:32 UTC | hp03_06_CH_ZUESTA | hp03 | 06_CH | ZUESTA | component | StrictComfortDemandController | temperature_air_cooling_in_celsius | 24
2026-07-31 12:42:32 UTC | hp03_06_CH_ZUESTA | hp03 | 06_CH | ZUESTA | component | StrictComfortDemandController | offset | 0.5
2026-07-31 12:42:32 UTC | hp03_06_CH_ZUESTA | hp03 | 06_CH | ZUESTA | component | StrictComfortDemandController | mode | 2
2026-07-31 12:42:32 UTC | hp03_06_CH_ZUESTA | hp03 | 06_CH | ZUESTA | component | StrictComfortDemandController | use_adaptive_comfort_band | true
2026-07-31 12:42:32 UTC | hp03_06_CH_ZUESTA | hp03 | 06_CH | ZUESTA | component | StrictComfortDemandController | control_strategy | strict_comfort_band_v1
2026-07-31 12:42:32 UTC | hp03_06_CH_ZUESTA | hp03 | 06_CH | ZUESTA | component | StrictComfortDemandController | comfort_band_inner_offset_in_celsius | 0.5
2026-07-31 12:42:32 UTC | hp03_06_CH_ZUESTA | hp03 | 06_CH | ZUESTA | component | StrictComfortDemandController | comfort_band_inner_offset_lower_in_celsius | 1
2026-07-31 12:42:32 UTC | hp03_06_CH_ZUESTA | hp03 | 06_CH | ZUESTA | component | StrictComfortDemandController | comfort_band_inner_offset_upper_in_celsius | 0.5
2026-07-31 12:42:32 UTC | hp03_06_CH_ZUESTA | hp03 | 06_CH | ZUESTA | component | StrictComfortDemandController | heating_disabled_above_running_mean_outdoor_temperature_in_celsius | 18
2026-07-31 12:42:32 UTC | hp03_06_CH_ZUESTA | hp03 | 06_CH | ZUESTA | component | StrictComfortDemandController | cooling_enabled_above_running_mean_outdoor_temperature_in_celsius | 22
2026-07-31 12:42:32 UTC | hp03_06_CH_ZUESTA | hp03 | 06_CH | ZUESTA | component | ComfortBandHeatingDemand | building_name | BUI1
2026-07-31 12:42:32 UTC | hp03_06_CH_ZUESTA | hp03 | 06_CH | ZUESTA | component | ComfortBandHeatingDemand | name | ComfortBandHeatingDemand
2026-07-31 12:42:32 UTC | hp03_06_CH_ZUESTA | hp03 | 06_CH | ZUESTA | component | ComfortBandHeatingDemand | max_heating_power_in_watt | 7683.01
2026-07-31 12:42:32 UTC | hp03_06_CH_ZUESTA | hp03 | 06_CH | ZUESTA | component | ComfortBandHeatingDemand | proportional_gain_in_watt_per_kelvin | 15366
2026-07-31 12:42:32 UTC | hp03_06_CH_ZUESTA | hp03 | 06_CH | ZUESTA | component | StrictComfortSetpointModifier | building_name | BUI1
2026-07-31 12:42:32 UTC | hp03_06_CH_ZUESTA | hp03 | 06_CH | ZUESTA | component | StrictComfortSetpointModifier | name | StrictComfortSetpointModifier
2026-07-31 12:42:32 UTC | hp03_06_CH_ZUESTA | hp03 | 06_CH | ZUESTA | component | StrictComfortSetpointModifier | base_heating_setpoint_in_celsius | 20.5
2026-07-31 12:42:32 UTC | hp03_06_CH_ZUESTA | hp03 | 06_CH | ZUESTA | component | StrictComfortSetpointModifier | recovery_gain | 5
2026-07-31 12:42:32 UTC | hp03_06_CH_ZUESTA | hp03 | 06_CH | ZUESTA | component | StrictComfortSetpointModifier | max_recovery_boost_in_celsius | 5
2026-07-31 12:42:32 UTC | hp03_06_CH_ZUESTA | hp03 | 06_CH | ZUESTA | component | StrictComfortSetpointModifier | clamp_min_modifier_in_celsius
2026-07-31 12:42:32 UTC | hp03_06_CH_ZUESTA | hp03 | 06_CH | ZUESTA | component | StrictComfortSetpointModifier | clamp_max_modifier_in_celsius | 15
2026-07-31 12:42:32 UTC | hp03_06_CH_ZUESTA | hp03 | 06_CH | ZUESTA | component | TotalThermalBuildingDemand | building_name | BUI1
2026-07-31 12:42:32 UTC | hp03_06_CH_ZUESTA | hp03 | 06_CH | ZUESTA | component | TotalThermalBuildingDemand | name | TotalThermalBuildingDemand
2026-07-31 12:42:32 UTC | hp03_06_CH_ZUESTA | hp03 | 06_CH | ZUESTA | component | TotalThermalBuildingDemand | loadtype | LoadTypes.ANY
2026-07-31 12:42:32 UTC | hp03_06_CH_ZUESTA | hp03 | 06_CH | ZUESTA | component | TotalThermalBuildingDemand | unit | Units.WATT
2026-07-31 12:42:32 UTC | hp03_06_CH_ZUESTA | hp03 | 06_CH | ZUESTA | component | HeatDistributionController | building_name | BUI1
2026-07-31 12:42:32 UTC | hp03_06_CH_ZUESTA | hp03 | 06_CH | ZUESTA | component | HeatDistributionController | name | HeatDistributionController
2026-07-31 12:42:32 UTC | hp03_06_CH_ZUESTA | hp03 | 06_CH | ZUESTA | component | HeatDistributionController | heating_system | HeatDistributionSystemType.FLOORHEATING
2026-07-31 12:42:32 UTC | hp03_06_CH_ZUESTA | hp03 | 06_CH | ZUESTA | component | HeatDistributionController | set_heating_threshold_outside_temperature_in_celsius | 16
2026-07-31 12:42:32 UTC | hp03_06_CH_ZUESTA | hp03 | 06_CH | ZUESTA | component | HeatDistributionController | heating_reference_temperature_in_celsius | -8
2026-07-31 12:42:32 UTC | hp03_06_CH_ZUESTA | hp03 | 06_CH | ZUESTA | component | HeatDistributionController | set_heating_temperature_for_building_in_celsius | 20.5
2026-07-31 12:42:32 UTC | hp03_06_CH_ZUESTA | hp03 | 06_CH | ZUESTA | component | HeatDistributionController | set_cooling_temperature_for_building_in_celsius | 25
2026-07-31 12:42:32 UTC | hp03_06_CH_ZUESTA | hp03 | 06_CH | ZUESTA | component | HeatDistributionController | heating_load_of_building_in_watt | 7683.01
2026-07-31 12:42:32 UTC | hp03_06_CH_ZUESTA | hp03 | 06_CH | ZUESTA | heat_distribution | HeatDistributionSystem | absolute_conditioned_floor_area_in_m2 | 198
2026-07-31 12:42:32 UTC | hp03_06_CH_ZUESTA | hp03 | 06_CH | ZUESTA | thermal_storage | SimpleHotWaterStorage | volume_heating_water_storage_in_liter | 384.1
2026-07-31 12:42:32 UTC | hp03_06_CH_ZUESTA | hp03 | 06_CH | ZUESTA | component | BufferRemainingCapacity60C | building_name | BUI1
2026-07-31 12:42:32 UTC | hp03_06_CH_ZUESTA | hp03 | 06_CH | ZUESTA | component | BufferRemainingCapacity60C | name | BufferRemainingCapacity60C
2026-07-31 12:42:32 UTC | hp03_06_CH_ZUESTA | hp03 | 06_CH | ZUESTA | component | BufferRemainingCapacity60C | volume_heating_water_storage_in_liter | 384.1
2026-07-31 12:42:32 UTC | hp03_06_CH_ZUESTA | hp03 | 06_CH | ZUESTA | component | BufferRemainingCapacity60C | max_temperature_in_celsius | 6
2026-07-31 12:42:32 UTC | hp03_06_CH_ZUESTA | hp03 | 06_CH | ZUESTA | component | BufferRemainingCapacity60C | water_density_kg_per_liter | 0.992
2026-07-31 12:42:32 UTC | hp03_06_CH_ZUESTA | hp03 | 06_CH | ZUESTA | component | BufferRemainingCapacity60C | water_specific_heat_capacity_j_per_kg_per_k | 4180
2026-07-31 12:42:32 UTC | hp03_06_CH_ZUESTA | hp03 | 06_CH | ZUESTA | component | HeatPumpControllerSH | building_name | BUI1
2026-07-31 12:42:32 UTC | hp03_06_CH_ZUESTA | hp03 | 06_CH | ZUESTA | component | HeatPumpControllerSH | name | HeatPumpControllerSH
2026-07-31 12:42:32 UTC | hp03_06_CH_ZUESTA | hp03 | 06_CH | ZUESTA | component | HeatPumpControllerSH | mode | 2
2026-07-31 12:42:32 UTC | hp03_06_CH_ZUESTA | hp03 | 06_CH | ZUESTA | component | HeatPumpControllerSH | set_heating_threshold_outside_temperature_in_celsius | 16
2026-07-31 12:42:32 UTC | hp03_06_CH_ZUESTA | hp03 | 06_CH | ZUESTA | component | HeatPumpControllerSH | set_cooling_threshold_outside_temperature_in_celsius | 22
2026-07-31 12:42:32 UTC | hp03_06_CH_ZUESTA | hp03 | 06_CH | ZUESTA | component | HeatPumpControllerSH | upper_temperature_offset_for_state_conditions_in_celsius | 1
2026-07-31 12:42:32 UTC | hp03_06_CH_ZUESTA | hp03 | 06_CH | ZUESTA | component | HeatPumpControllerSH | lower_temperature_offset_for_state_conditions_in_celsius | 1
2026-07-31 12:42:32 UTC | hp03_06_CH_ZUESTA | hp03 | 06_CH | ZUESTA | component | HeatPumpControllerSH | heat_distribution_system_type | HeatDistributionSystemType.FLOORHEATING
2026-07-31 12:42:32 UTC | hp03_06_CH_ZUESTA | hp03 | 06_CH | ZUESTA | component | HeatPumpControllerDHW | building_name | BUI1
2026-07-31 12:42:32 UTC | hp03_06_CH_ZUESTA | hp03 | 06_CH | ZUESTA | component | HeatPumpControllerDHW | name | HeatPumpControllerDHW
2026-07-31 12:42:32 UTC | hp03_06_CH_ZUESTA | hp03 | 06_CH | ZUESTA | component | HeatPumpControllerDHW | t_min_dhw_storage_in_celsius | 4
2026-07-31 12:42:32 UTC | hp03_06_CH_ZUESTA | hp03 | 06_CH | ZUESTA | component | HeatPumpControllerDHW | t_max_dhw_storage_in_celsius | 6
2026-07-31 12:42:32 UTC | hp03_06_CH_ZUESTA | hp03 | 06_CH | ZUESTA | component | HeatPumpControllerDHW | thermalpower_dhw_is_constant | false
2026-07-31 12:42:32 UTC | hp03_06_CH_ZUESTA | hp03 | 06_CH | ZUESTA | component | HeatPumpControllerDHW | p_th_max_dhw_in_watt | 5000
2026-07-31 12:42:32 UTC | hp03_06_CH_ZUESTA | hp03 | 06_CH | ZUESTA | heat_generator | HeatPumpHPLib | set_thermal_output_power_in_watt | 5510
2026-07-31 12:42:32 UTC | hp03_06_CH_ZUESTA | hp03 | 06_CH | ZUESTA | heat_generator | HeatPumpHPLib | flow_temperature_in_celsius | 35
2026-07-31 12:42:32 UTC | hp03_06_CH_ZUESTA | hp03 | 06_CH | ZUESTA | heat_generator | HeatPumpHPLib | heating_reference_temperature_in_celsius | -7
2026-07-31 12:42:32 UTC | hp03_06_CH_ZUESTA | hp03 | 06_CH | ZUESTA | heat_generator | HeatPumpHPLib | with_domestic_hot_water_preparation | true
2026-07-31 12:42:32 UTC | hp03_06_CH_ZUESTA | hp03 | 06_CH | ZUESTA | heat_generator | HeatPumpHPLib | minimum_running_time_in_seconds | 14400
2026-07-31 12:42:32 UTC | hp03_06_CH_ZUESTA | hp03 | 06_CH | ZUESTA | heat_generator | HeatPumpHPLib | minimum_idle_time_in_seconds | 900
2026-07-31 12:42:32 UTC | hp03_06_CH_ZUESTA | hp03 | 06_CH | ZUESTA | heat_generator | HeatPumpHPLib | group_id | 1
2026-07-31 12:42:32 UTC | hp03_06_CH_ZUESTA | hp03 | 06_CH | ZUESTA | component | HeatGeneratorTotalThermalPower | building_name | BUI1
2026-07-31 12:42:32 UTC | hp03_06_CH_ZUESTA | hp03 | 06_CH | ZUESTA | component | HeatGeneratorTotalThermalPower | name | HeatGeneratorTotalThermalPower
2026-07-31 12:42:32 UTC | hp03_06_CH_ZUESTA | hp03 | 06_CH | ZUESTA | component | HeatGeneratorTotalThermalPower | loadtype | LoadTypes.ANY
2026-07-31 12:42:32 UTC | hp03_06_CH_ZUESTA | hp03 | 06_CH | ZUESTA | component | HeatGeneratorTotalThermalPower | unit | Units.WATT
2026-07-31 12:42:32 UTC | hp03_06_CH_ZUESTA | hp03 | 06_CH | ZUESTA | component | HeatGeneratorPlantDhwThermalPower | building_name | BUI1
2026-07-31 12:42:32 UTC | hp03_06_CH_ZUESTA | hp03 | 06_CH | ZUESTA | component | HeatGeneratorPlantDhwThermalPower | name | HeatGeneratorPlantDhwThermalPower
2026-07-31 12:42:32 UTC | hp03_06_CH_ZUESTA | hp03 | 06_CH | ZUESTA | component | HeatGeneratorPlantDhwThermalPower | loadtype | LoadTypes.ANY
2026-07-31 12:42:32 UTC | hp03_06_CH_ZUESTA | hp03 | 06_CH | ZUESTA | component | HeatGeneratorPlantDhwThermalPower | unit | Units.WATT
2026-07-31 12:42:32 UTC | hp03_06_CH_ZUESTA | hp03 | 06_CH | ZUESTA | component | SolarDhwThermalPower | building_name | BUI1
2026-07-31 12:42:32 UTC | hp03_06_CH_ZUESTA | hp03 | 06_CH | ZUESTA | component | SolarDhwThermalPower | name | SolarDhwThermalPower
2026-07-31 12:42:32 UTC | hp03_06_CH_ZUESTA | hp03 | 06_CH | ZUESTA | component | SolarDhwThermalPower | value_watt
2026-07-31 12:42:32 UTC | hp03_06_CH_ZUESTA | hp03 | 06_CH | ZUESTA | component | SolarDhwThermalPower | loadtype | LoadTypes.ANY
2026-07-31 12:42:32 UTC | hp03_06_CH_ZUESTA | hp03 | 06_CH | ZUESTA | component | SolarDhwThermalPower | unit | Units.WATT
2026-07-31 12:42:32 UTC | hp03_06_CH_ZUESTA | hp03 | 06_CH | ZUESTA | component | FlexibilityPotential | building_name | BUI1
2026-07-31 12:42:32 UTC | hp03_06_CH_ZUESTA | hp03 | 06_CH | ZUESTA | component | FlexibilityPotential | name | FlexibilityPotential
2026-07-31 12:42:32 UTC | hp03_06_CH_ZUESTA | hp03 | 06_CH | ZUESTA | component | FlexibilityPotential | fallback_heating_cop | 1
2026-07-31 12:42:32 UTC | hp03_06_CH_ZUESTA | hp03 | 06_CH | ZUESTA | component | FlexibilityPotential | fallback_cooling_eer
2026-07-31 12:42:32 UTC | hp03_07_CH_ZUESTA | hp03 | 07_CH | ZUESTA | simulation | SimulationParameters | year | 2050
2026-07-31 12:42:32 UTC | hp03_07_CH_ZUESTA | hp03 | 07_CH | ZUESTA | simulation | SimulationParameters | seconds_per_timestep | 9 | s
2026-07-31 12:42:32 UTC | hp03_07_CH_ZUESTA | hp03 | 07_CH | ZUESTA | simulation | SimulationParameters | country | CH
2026-07-31 12:42:32 UTC | hp03_07_CH_ZUESTA | hp03 | 07_CH | ZUESTA | cli | cli_overrides | ARCH | 07_CH
2026-07-31 12:42:32 UTC | hp03_07_CH_ZUESTA | hp03 | 07_CH | ZUESTA | cli | cli_overrides | WEATHER | ZUESTA
2026-07-31 12:42:32 UTC | hp03_07_CH_ZUESTA | hp03 | 07_CH | ZUESTA | cli | cli_overrides | TIME_HORIZON | future
2026-07-31 12:42:32 UTC | hp03_07_CH_ZUESTA | hp03 | 07_CH | ZUESTA | cli | cli_overrides | SCENARIO | none
2026-07-31 12:42:32 UTC | hp03_07_CH_ZUESTA | hp03 | 07_CH | ZUESTA | cli | cli_overrides | OCC | SIA2024
2026-07-31 12:42:32 UTC | hp03_07_CH_ZUESTA | hp03 | 07_CH | ZUESTA | cli | cli_overrides | HEATGEN_SIZING | IDEAL_LOOKUP
2026-07-31 12:42:32 UTC | hp03_07_CH_ZUESTA | hp03 | 07_CH | ZUESTA | cli | cli_overrides | HP_MODEL | ROTEX Heating Systems GmbH / HPSU compact 508
2026-07-31 12:42:32 UTC | hp03_07_CH_ZUESTA | hp03 | 07_CH | ZUESTA | cli | cli_overrides | HP_NOMINAL_POWER_W | 5510
2026-07-31 12:42:32 UTC | hp03_07_CH_ZUESTA | hp03 | 07_CH | ZUESTA | cli | cli_overrides | HP_SHARE_OF_IDEAL | 0.8
2026-07-31 12:42:32 UTC | hp03_07_CH_ZUESTA | hp03 | 07_CH | ZUESTA | internal_loads | SIA2024Occupancy | conditioned_floor_area_in_m2 | 199
2026-07-31 12:42:32 UTC | hp03_07_CH_ZUESTA | hp03 | 07_CH | ZUESTA | internal_loads | SIA2024Occupancy | appliances_load_w_per_m2 | 1
2026-07-31 12:42:32 UTC | hp03_07_CH_ZUESTA | hp03 | 07_CH | ZUESTA | internal_loads | SIA2024Occupancy | lighting_load_w_per_m2 | 3
2026-07-31 12:42:32 UTC | hp03_07_CH_ZUESTA | hp03 | 07_CH | ZUESTA | internal_loads | SIA2024Occupancy | lighting_annual_full_load_hours | 846
2026-07-31 12:42:32 UTC | hp03_07_CH_ZUESTA | hp03 | 07_CH | ZUESTA | internal_loads | SIA2024Occupancy | appliances_yearly_utilization_per_month | 0.7995
2026-07-31 12:42:32 UTC | hp03_07_CH_ZUESTA | hp03 | 07_CH | ZUESTA | weather | Weather | source_path | C:\Users\het\HiSim\hisim\inputs\weather\custom_csv\Zurich\NABZUE_2060_RCP85_DRY.csv
2026-07-31 12:42:32 UTC | hp03_07_CH_ZUESTA | hp03 | 07_CH | ZUESTA | weather | Weather | location | Zurich
2026-07-31 12:42:32 UTC | hp03_07_CH_ZUESTA | hp03 | 07_CH | ZUESTA | weather | Weather | name | Weather
2026-07-31 12:42:32 UTC | hp03_07_CH_ZUESTA | hp03 | 07_CH | ZUESTA | pv | PVSystem | power_in_watt | 12659.2
2026-07-31 12:42:32 UTC | hp03_07_CH_ZUESTA | hp03 | 07_CH | ZUESTA | pv | PVSystem | tilt | 30
2026-07-31 12:42:32 UTC | hp03_07_CH_ZUESTA | hp03 | 07_CH | ZUESTA | pv | PVSystem | azimuth | 180
2026-07-31 12:42:32 UTC | hp03_07_CH_ZUESTA | hp03 | 07_CH | ZUESTA | pv | PVSystem | location | ZUESTA
2026-07-31 12:42:32 UTC | hp03_07_CH_ZUESTA | hp03 | 07_CH | ZUESTA | component | ElectricityMeter | building_name | BUI1
2026-07-31 12:42:32 UTC | hp03_07_CH_ZUESTA | hp03 | 07_CH | ZUESTA | component | ElectricityMeter | name | ElectricityMeter
2026-07-31 12:42:32 UTC | hp03_07_CH_ZUESTA | hp03 | 07_CH | ZUESTA | building | Building | building_name | 1991_2000
2026-07-31 12:42:32 UTC | hp03_07_CH_ZUESTA | hp03 | 07_CH | ZUESTA | building | Building | building_code | AT.N.SFH.06.Gen.ReEx.001.002
2026-07-31 12:42:32 UTC | hp03_07_CH_ZUESTA | hp03 | 07_CH | ZUESTA | building | Building | building_heat_capacity_class | heavy
2026-07-31 12:42:32 UTC | hp03_07_CH_ZUESTA | hp03 | 07_CH | ZUESTA | building | Building | absolute_conditioned_floor_area_in_m2 | 199
2026-07-31 12:42:32 UTC | hp03_07_CH_ZUESTA | hp03 | 07_CH | ZUESTA | building | Building | heating_reference_temperature_in_celsius | -8
2026-07-31 12:42:32 UTC | hp03_07_CH_ZUESTA | hp03 | 07_CH | ZUESTA | building | Building | floor_u_value_in_watt_per_m2_per_kelvin | 0.55
2026-07-31 12:42:32 UTC | hp03_07_CH_ZUESTA | hp03 | 07_CH | ZUESTA | building | Building | floor_area_in_m2 | 81
2026-07-31 12:42:32 UTC | hp03_07_CH_ZUESTA | hp03 | 07_CH | ZUESTA | building | Building | facade_u_value_in_watt_per_m2_per_kelvin | 0.35
2026-07-31 12:42:32 UTC | hp03_07_CH_ZUESTA | hp03 | 07_CH | ZUESTA | building | Building | facade_area_in_m2 | 164
2026-07-31 12:42:32 UTC | hp03_07_CH_ZUESTA | hp03 | 07_CH | ZUESTA | building | Building | roof_u_value_in_watt_per_m2_per_kelvin | 0.34
2026-07-31 12:42:32 UTC | hp03_07_CH_ZUESTA | hp03 | 07_CH | ZUESTA | building | Building | roof_area_in_m2 | 96
2026-07-31 12:42:32 UTC | hp03_07_CH_ZUESTA | hp03 | 07_CH | ZUESTA | building | Building | window_u_value_in_watt_per_m2_per_kelvin | 1.7
2026-07-31 12:42:32 UTC | hp03_07_CH_ZUESTA | hp03 | 07_CH | ZUESTA | building | Building | window_area_in_m2 | 31.84
2026-07-31 12:42:32 UTC | hp03_07_CH_ZUESTA | hp03 | 07_CH | ZUESTA | building | Building | door_u_value_in_watt_per_m2_per_kelvin
2026-07-31 12:42:32 UTC | hp03_07_CH_ZUESTA | hp03 | 07_CH | ZUESTA | building | Building | door_area_in_m2
2026-07-31 12:42:32 UTC | hp03_07_CH_ZUESTA | hp03 | 07_CH | ZUESTA | building | Building | set_heating_temperature_in_celsius | 20.5
2026-07-31 12:42:32 UTC | hp03_07_CH_ZUESTA | hp03 | 07_CH | ZUESTA | building | Building | set_cooling_temperature_in_celsius | 25
2026-07-31 12:42:32 UTC | hp03_07_CH_ZUESTA | hp03 | 07_CH | ZUESTA | building | Building | natural_ventilation_m3_per_h_per_person | 29
2026-07-31 12:42:32 UTC | hp03_07_CH_ZUESTA | hp03 | 07_CH | ZUESTA | building | Building | sia_natural_ventilation_m3_per_h_per_m2 | 0.6
2026-07-31 12:42:32 UTC | hp03_07_CH_ZUESTA | hp03 | 07_CH | ZUESTA | building | Building | swiss_infiltration_rate_per_h | 0.15
2026-07-31 12:42:32 UTC | hp03_07_CH_ZUESTA | hp03 | 07_CH | ZUESTA | building | Building | heating_demand_mode | iso13790
2026-07-31 12:42:32 UTC | hp03_07_CH_ZUESTA | hp03 | 07_CH | ZUESTA | building | Building | operative_heating_proportional_band_in_celsius | 1
2026-07-31 12:42:32 UTC | hp03_07_CH_ZUESTA | hp03 | 07_CH | ZUESTA | building | Building | operative_heating_proportional_gain | 1
2026-07-31 12:42:32 UTC | hp03_07_CH_ZUESTA | hp03 | 07_CH | ZUESTA | building | Building | control_comfort_lower_bound_shift_in_celsius
2026-07-31 12:42:32 UTC | hp03_07_CH_ZUESTA | hp03 | 07_CH | ZUESTA | building | Building | comfort_aware_seasonal_heating_gate | true
2026-07-31 12:42:32 UTC | hp03_07_CH_ZUESTA | hp03 | 07_CH | ZUESTA | component | StrictComfortDemandController | building_name | BUI1
2026-07-31 12:42:32 UTC | hp03_07_CH_ZUESTA | hp03 | 07_CH | ZUESTA | component | StrictComfortDemandController | name | StrictComfortDemandController
2026-07-31 12:42:32 UTC | hp03_07_CH_ZUESTA | hp03 | 07_CH | ZUESTA | component | StrictComfortDemandController | temperature_air_heating_in_celsius | 20.5
2026-07-31 12:42:32 UTC | hp03_07_CH_ZUESTA | hp03 | 07_CH | ZUESTA | component | StrictComfortDemandController | temperature_air_cooling_in_celsius | 24
2026-07-31 12:42:32 UTC | hp03_07_CH_ZUESTA | hp03 | 07_CH | ZUESTA | component | StrictComfortDemandController | offset | 0.5
2026-07-31 12:42:32 UTC | hp03_07_CH_ZUESTA | hp03 | 07_CH | ZUESTA | component | StrictComfortDemandController | mode | 2
2026-07-31 12:42:32 UTC | hp03_07_CH_ZUESTA | hp03 | 07_CH | ZUESTA | component | StrictComfortDemandController | use_adaptive_comfort_band | true
2026-07-31 12:42:32 UTC | hp03_07_CH_ZUESTA | hp03 | 07_CH | ZUESTA | component | StrictComfortDemandController | control_strategy | strict_comfort_band_v1
2026-07-31 12:42:32 UTC | hp03_07_CH_ZUESTA | hp03 | 07_CH | ZUESTA | component | StrictComfortDemandController | comfort_band_inner_offset_in_celsius | 0.5
2026-07-31 12:42:32 UTC | hp03_07_CH_ZUESTA | hp03 | 07_CH | ZUESTA | component | StrictComfortDemandController | comfort_band_inner_offset_lower_in_celsius | 1
2026-07-31 12:42:32 UTC | hp03_07_CH_ZUESTA | hp03 | 07_CH | ZUESTA | component | StrictComfortDemandController | comfort_band_inner_offset_upper_in_celsius | 0.5
2026-07-31 12:42:32 UTC | hp03_07_CH_ZUESTA | hp03 | 07_CH | ZUESTA | component | StrictComfortDemandController | heating_disabled_above_running_mean_outdoor_temperature_in_celsius | 18
2026-07-31 12:42:32 UTC | hp03_07_CH_ZUESTA | hp03 | 07_CH | ZUESTA | component | StrictComfortDemandController | cooling_enabled_above_running_mean_outdoor_temperature_in_celsius | 22
2026-07-31 12:42:32 UTC | hp03_07_CH_ZUESTA | hp03 | 07_CH | ZUESTA | component | ComfortBandHeatingDemand | building_name | BUI1
2026-07-31 12:42:32 UTC | hp03_07_CH_ZUESTA | hp03 | 07_CH | ZUESTA | component | ComfortBandHeatingDemand | name | ComfortBandHeatingDemand
2026-07-31 12:42:32 UTC | hp03_07_CH_ZUESTA | hp03 | 07_CH | ZUESTA | component | ComfortBandHeatingDemand | max_heating_power_in_watt | 7052.23
2026-07-31 12:42:32 UTC | hp03_07_CH_ZUESTA | hp03 | 07_CH | ZUESTA | component | ComfortBandHeatingDemand | proportional_gain_in_watt_per_kelvin | 14104.5
2026-07-31 12:42:32 UTC | hp03_07_CH_ZUESTA | hp03 | 07_CH | ZUESTA | component | StrictComfortSetpointModifier | building_name | BUI1
2026-07-31 12:42:32 UTC | hp03_07_CH_ZUESTA | hp03 | 07_CH | ZUESTA | component | StrictComfortSetpointModifier | name | StrictComfortSetpointModifier
2026-07-31 12:42:32 UTC | hp03_07_CH_ZUESTA | hp03 | 07_CH | ZUESTA | component | StrictComfortSetpointModifier | base_heating_setpoint_in_celsius | 20.5
2026-07-31 12:42:32 UTC | hp03_07_CH_ZUESTA | hp03 | 07_CH | ZUESTA | component | StrictComfortSetpointModifier | recovery_gain | 5
2026-07-31 12:42:32 UTC | hp03_07_CH_ZUESTA | hp03 | 07_CH | ZUESTA | component | StrictComfortSetpointModifier | max_recovery_boost_in_celsius | 5
2026-07-31 12:42:32 UTC | hp03_07_CH_ZUESTA | hp03 | 07_CH | ZUESTA | component | StrictComfortSetpointModifier | clamp_min_modifier_in_celsius
2026-07-31 12:42:32 UTC | hp03_07_CH_ZUESTA | hp03 | 07_CH | ZUESTA | component | StrictComfortSetpointModifier | clamp_max_modifier_in_celsius | 15
2026-07-31 12:42:32 UTC | hp03_07_CH_ZUESTA | hp03 | 07_CH | ZUESTA | component | TotalThermalBuildingDemand | building_name | BUI1
2026-07-31 12:42:32 UTC | hp03_07_CH_ZUESTA | hp03 | 07_CH | ZUESTA | component | TotalThermalBuildingDemand | name | TotalThermalBuildingDemand
2026-07-31 12:42:32 UTC | hp03_07_CH_ZUESTA | hp03 | 07_CH | ZUESTA | component | TotalThermalBuildingDemand | loadtype | LoadTypes.ANY
2026-07-31 12:42:32 UTC | hp03_07_CH_ZUESTA | hp03 | 07_CH | ZUESTA | component | TotalThermalBuildingDemand | unit | Units.WATT
2026-07-31 12:42:32 UTC | hp03_07_CH_ZUESTA | hp03 | 07_CH | ZUESTA | component | HeatDistributionController | building_name | BUI1
2026-07-31 12:42:32 UTC | hp03_07_CH_ZUESTA | hp03 | 07_CH | ZUESTA | component | HeatDistributionController | name | HeatDistributionController
2026-07-31 12:42:32 UTC | hp03_07_CH_ZUESTA | hp03 | 07_CH | ZUESTA | component | HeatDistributionController | heating_system | HeatDistributionSystemType.FLOORHEATING
2026-07-31 12:42:32 UTC | hp03_07_CH_ZUESTA | hp03 | 07_CH | ZUESTA | component | HeatDistributionController | set_heating_threshold_outside_temperature_in_celsius | 16
2026-07-31 12:42:32 UTC | hp03_07_CH_ZUESTA | hp03 | 07_CH | ZUESTA | component | HeatDistributionController | heating_reference_temperature_in_celsius | -8
2026-07-31 12:42:32 UTC | hp03_07_CH_ZUESTA | hp03 | 07_CH | ZUESTA | component | HeatDistributionController | set_heating_temperature_for_building_in_celsius | 20.5
2026-07-31 12:42:32 UTC | hp03_07_CH_ZUESTA | hp03 | 07_CH | ZUESTA | component | HeatDistributionController | set_cooling_temperature_for_building_in_celsius | 25
2026-07-31 12:42:32 UTC | hp03_07_CH_ZUESTA | hp03 | 07_CH | ZUESTA | component | HeatDistributionController | heating_load_of_building_in_watt | 7052.23
2026-07-31 12:42:32 UTC | hp03_07_CH_ZUESTA | hp03 | 07_CH | ZUESTA | heat_distribution | HeatDistributionSystem | absolute_conditioned_floor_area_in_m2 | 199
2026-07-31 12:42:32 UTC | hp03_07_CH_ZUESTA | hp03 | 07_CH | ZUESTA | thermal_storage | SimpleHotWaterStorage | volume_heating_water_storage_in_liter | 352.6
2026-07-31 12:42:32 UTC | hp03_07_CH_ZUESTA | hp03 | 07_CH | ZUESTA | component | BufferRemainingCapacity60C | building_name | BUI1
2026-07-31 12:42:32 UTC | hp03_07_CH_ZUESTA | hp03 | 07_CH | ZUESTA | component | BufferRemainingCapacity60C | name | BufferRemainingCapacity60C
2026-07-31 12:42:32 UTC | hp03_07_CH_ZUESTA | hp03 | 07_CH | ZUESTA | component | BufferRemainingCapacity60C | volume_heating_water_storage_in_liter | 352.6
2026-07-31 12:42:32 UTC | hp03_07_CH_ZUESTA | hp03 | 07_CH | ZUESTA | component | BufferRemainingCapacity60C | max_temperature_in_celsius | 6
2026-07-31 12:42:32 UTC | hp03_07_CH_ZUESTA | hp03 | 07_CH | ZUESTA | component | BufferRemainingCapacity60C | water_density_kg_per_liter | 0.992
2026-07-31 12:42:32 UTC | hp03_07_CH_ZUESTA | hp03 | 07_CH | ZUESTA | component | BufferRemainingCapacity60C | water_specific_heat_capacity_j_per_kg_per_k | 4180
2026-07-31 12:42:32 UTC | hp03_07_CH_ZUESTA | hp03 | 07_CH | ZUESTA | component | HeatPumpControllerSH | building_name | BUI1
2026-07-31 12:42:32 UTC | hp03_07_CH_ZUESTA | hp03 | 07_CH | ZUESTA | component | HeatPumpControllerSH | name | HeatPumpControllerSH
2026-07-31 12:42:32 UTC | hp03_07_CH_ZUESTA | hp03 | 07_CH | ZUESTA | component | HeatPumpControllerSH | mode | 2
2026-07-31 12:42:32 UTC | hp03_07_CH_ZUESTA | hp03 | 07_CH | ZUESTA | component | HeatPumpControllerSH | set_heating_threshold_outside_temperature_in_celsius | 16
2026-07-31 12:42:32 UTC | hp03_07_CH_ZUESTA | hp03 | 07_CH | ZUESTA | component | HeatPumpControllerSH | set_cooling_threshold_outside_temperature_in_celsius | 22
2026-07-31 12:42:32 UTC | hp03_07_CH_ZUESTA | hp03 | 07_CH | ZUESTA | component | HeatPumpControllerSH | upper_temperature_offset_for_state_conditions_in_celsius | 1
2026-07-31 12:42:32 UTC | hp03_07_CH_ZUESTA | hp03 | 07_CH | ZUESTA | component | HeatPumpControllerSH | lower_temperature_offset_for_state_conditions_in_celsius | 1
2026-07-31 12:42:32 UTC | hp03_07_CH_ZUESTA | hp03 | 07_CH | ZUESTA | component | HeatPumpControllerSH | heat_distribution_system_type | HeatDistributionSystemType.FLOORHEATING
2026-07-31 12:42:32 UTC | hp03_07_CH_ZUESTA | hp03 | 07_CH | ZUESTA | component | HeatPumpControllerDHW | building_name | BUI1
2026-07-31 12:42:32 UTC | hp03_07_CH_ZUESTA | hp03 | 07_CH | ZUESTA | component | HeatPumpControllerDHW | name | HeatPumpControllerDHW
2026-07-31 12:42:32 UTC | hp03_07_CH_ZUESTA | hp03 | 07_CH | ZUESTA | component | HeatPumpControllerDHW | t_min_dhw_storage_in_celsius | 4
2026-07-31 12:42:32 UTC | hp03_07_CH_ZUESTA | hp03 | 07_CH | ZUESTA | component | HeatPumpControllerDHW | t_max_dhw_storage_in_celsius | 6
2026-07-31 12:42:32 UTC | hp03_07_CH_ZUESTA | hp03 | 07_CH | ZUESTA | component | HeatPumpControllerDHW | thermalpower_dhw_is_constant | false
2026-07-31 12:42:32 UTC | hp03_07_CH_ZUESTA | hp03 | 07_CH | ZUESTA | component | HeatPumpControllerDHW | p_th_max_dhw_in_watt | 5000
2026-07-31 12:42:32 UTC | hp03_07_CH_ZUESTA | hp03 | 07_CH | ZUESTA | heat_generator | HeatPumpHPLib | set_thermal_output_power_in_watt | 5510
2026-07-31 12:42:32 UTC | hp03_07_CH_ZUESTA | hp03 | 07_CH | ZUESTA | heat_generator | HeatPumpHPLib | flow_temperature_in_celsius | 35
2026-07-31 12:42:32 UTC | hp03_07_CH_ZUESTA | hp03 | 07_CH | ZUESTA | heat_generator | HeatPumpHPLib | heating_reference_temperature_in_celsius | -7
2026-07-31 12:42:32 UTC | hp03_07_CH_ZUESTA | hp03 | 07_CH | ZUESTA | heat_generator | HeatPumpHPLib | with_domestic_hot_water_preparation | true
2026-07-31 12:42:32 UTC | hp03_07_CH_ZUESTA | hp03 | 07_CH | ZUESTA | heat_generator | HeatPumpHPLib | minimum_running_time_in_seconds | 14400
2026-07-31 12:42:32 UTC | hp03_07_CH_ZUESTA | hp03 | 07_CH | ZUESTA | heat_generator | HeatPumpHPLib | minimum_idle_time_in_seconds | 900
2026-07-31 12:42:32 UTC | hp03_07_CH_ZUESTA | hp03 | 07_CH | ZUESTA | heat_generator | HeatPumpHPLib | group_id | 1
2026-07-31 12:42:32 UTC | hp03_07_CH_ZUESTA | hp03 | 07_CH | ZUESTA | component | HeatGeneratorTotalThermalPower | building_name | BUI1
2026-07-31 12:42:32 UTC | hp03_07_CH_ZUESTA | hp03 | 07_CH | ZUESTA | component | HeatGeneratorTotalThermalPower | name | HeatGeneratorTotalThermalPower
2026-07-31 12:42:32 UTC | hp03_07_CH_ZUESTA | hp03 | 07_CH | ZUESTA | component | HeatGeneratorTotalThermalPower | loadtype | LoadTypes.ANY
2026-07-31 12:42:32 UTC | hp03_07_CH_ZUESTA | hp03 | 07_CH | ZUESTA | component | HeatGeneratorTotalThermalPower | unit | Units.WATT
2026-07-31 12:42:32 UTC | hp03_07_CH_ZUESTA | hp03 | 07_CH | ZUESTA | component | HeatGeneratorPlantDhwThermalPower | building_name | BUI1
2026-07-31 12:42:32 UTC | hp03_07_CH_ZUESTA | hp03 | 07_CH | ZUESTA | component | HeatGeneratorPlantDhwThermalPower | name | HeatGeneratorPlantDhwThermalPower
2026-07-31 12:42:32 UTC | hp03_07_CH_ZUESTA | hp03 | 07_CH | ZUESTA | component | HeatGeneratorPlantDhwThermalPower | loadtype | LoadTypes.ANY
2026-07-31 12:42:32 UTC | hp03_07_CH_ZUESTA | hp03 | 07_CH | ZUESTA | component | HeatGeneratorPlantDhwThermalPower | unit | Units.WATT
2026-07-31 12:42:32 UTC | hp03_07_CH_ZUESTA | hp03 | 07_CH | ZUESTA | component | SolarDhwThermalPower | building_name | BUI1
2026-07-31 12:42:32 UTC | hp03_07_CH_ZUESTA | hp03 | 07_CH | ZUESTA | component | SolarDhwThermalPower | name | SolarDhwThermalPower
2026-07-31 12:42:32 UTC | hp03_07_CH_ZUESTA | hp03 | 07_CH | ZUESTA | component | SolarDhwThermalPower | value_watt
2026-07-31 12:42:32 UTC | hp03_07_CH_ZUESTA | hp03 | 07_CH | ZUESTA | component | SolarDhwThermalPower | loadtype | LoadTypes.ANY
2026-07-31 12:42:32 UTC | hp03_07_CH_ZUESTA | hp03 | 07_CH | ZUESTA | component | SolarDhwThermalPower | unit | Units.WATT
2026-07-31 12:42:32 UTC | hp03_07_CH_ZUESTA | hp03 | 07_CH | ZUESTA | component | FlexibilityPotential | building_name | BUI1
2026-07-31 12:42:32 UTC | hp03_07_CH_ZUESTA | hp03 | 07_CH | ZUESTA | component | FlexibilityPotential | name | FlexibilityPotential
2026-07-31 12:42:32 UTC | hp03_07_CH_ZUESTA | hp03 | 07_CH | ZUESTA | component | FlexibilityPotential | fallback_heating_cop | 1
2026-07-31 12:42:32 UTC | hp03_07_CH_ZUESTA | hp03 | 07_CH | ZUESTA | component | FlexibilityPotential | fallback_cooling_eer
2026-07-31 12:42:32 UTC | hp03_08_CH_ZUESTA | hp03 | 08_CH | ZUESTA | simulation | SimulationParameters | year | 2050
2026-07-31 12:42:32 UTC | hp03_08_CH_ZUESTA | hp03 | 08_CH | ZUESTA | simulation | SimulationParameters | seconds_per_timestep | 9 | s
2026-07-31 12:42:32 UTC | hp03_08_CH_ZUESTA | hp03 | 08_CH | ZUESTA | simulation | SimulationParameters | country | CH
2026-07-31 12:42:32 UTC | hp03_08_CH_ZUESTA | hp03 | 08_CH | ZUESTA | cli | cli_overrides | ARCH | 08_CH
2026-07-31 12:42:32 UTC | hp03_08_CH_ZUESTA | hp03 | 08_CH | ZUESTA | cli | cli_overrides | WEATHER | ZUESTA
2026-07-31 12:42:32 UTC | hp03_08_CH_ZUESTA | hp03 | 08_CH | ZUESTA | cli | cli_overrides | TIME_HORIZON | future
2026-07-31 12:42:32 UTC | hp03_08_CH_ZUESTA | hp03 | 08_CH | ZUESTA | cli | cli_overrides | SCENARIO | none
2026-07-31 12:42:32 UTC | hp03_08_CH_ZUESTA | hp03 | 08_CH | ZUESTA | cli | cli_overrides | OCC | SIA2024
2026-07-31 12:42:32 UTC | hp03_08_CH_ZUESTA | hp03 | 08_CH | ZUESTA | cli | cli_overrides | HEATGEN_SIZING | IDEAL_LOOKUP
2026-07-31 12:42:32 UTC | hp03_08_CH_ZUESTA | hp03 | 08_CH | ZUESTA | cli | cli_overrides | HP_MODEL | Panasonic Deutschland / AQUAREA [WH-MDC05F3E5]
2026-07-31 12:42:32 UTC | hp03_08_CH_ZUESTA | hp03 | 08_CH | ZUESTA | cli | cli_overrides | HP_NOMINAL_POWER_W | 4750
2026-07-31 12:42:32 UTC | hp03_08_CH_ZUESTA | hp03 | 08_CH | ZUESTA | cli | cli_overrides | HP_SHARE_OF_IDEAL | 0.8
2026-07-31 12:42:32 UTC | hp03_08_CH_ZUESTA | hp03 | 08_CH | ZUESTA | internal_loads | SIA2024Occupancy | conditioned_floor_area_in_m2 | 201
2026-07-31 12:42:32 UTC | hp03_08_CH_ZUESTA | hp03 | 08_CH | ZUESTA | internal_loads | SIA2024Occupancy | appliances_load_w_per_m2 | 1
2026-07-31 12:42:32 UTC | hp03_08_CH_ZUESTA | hp03 | 08_CH | ZUESTA | internal_loads | SIA2024Occupancy | lighting_load_w_per_m2 | 3
2026-07-31 12:42:32 UTC | hp03_08_CH_ZUESTA | hp03 | 08_CH | ZUESTA | internal_loads | SIA2024Occupancy | lighting_annual_full_load_hours | 846
2026-07-31 12:42:32 UTC | hp03_08_CH_ZUESTA | hp03 | 08_CH | ZUESTA | internal_loads | SIA2024Occupancy | appliances_yearly_utilization_per_month | 0.7995
2026-07-31 12:42:32 UTC | hp03_08_CH_ZUESTA | hp03 | 08_CH | ZUESTA | weather | Weather | source_path | C:\Users\het\HiSim\hisim\inputs\weather\custom_csv\Zurich\NABZUE_2060_RCP85_DRY.csv
2026-07-31 12:42:32 UTC | hp03_08_CH_ZUESTA | hp03 | 08_CH | ZUESTA | weather | Weather | location | Zurich
2026-07-31 12:42:32 UTC | hp03_08_CH_ZUESTA | hp03 | 08_CH | ZUESTA | weather | Weather | name | Weather
2026-07-31 12:42:32 UTC | hp03_08_CH_ZUESTA | hp03 | 08_CH | ZUESTA | pv | PVSystem | power_in_watt | 12759.4
2026-07-31 12:42:32 UTC | hp03_08_CH_ZUESTA | hp03 | 08_CH | ZUESTA | pv | PVSystem | tilt | 30
2026-07-31 12:42:32 UTC | hp03_08_CH_ZUESTA | hp03 | 08_CH | ZUESTA | pv | PVSystem | azimuth | 180
2026-07-31 12:42:32 UTC | hp03_08_CH_ZUESTA | hp03 | 08_CH | ZUESTA | pv | PVSystem | location | ZUESTA
2026-07-31 12:42:32 UTC | hp03_08_CH_ZUESTA | hp03 | 08_CH | ZUESTA | component | ElectricityMeter | building_name | BUI1
2026-07-31 12:42:32 UTC | hp03_08_CH_ZUESTA | hp03 | 08_CH | ZUESTA | component | ElectricityMeter | name | ElectricityMeter
2026-07-31 12:42:32 UTC | hp03_08_CH_ZUESTA | hp03 | 08_CH | ZUESTA | building | Building | building_name | 2001_2010
2026-07-31 12:42:32 UTC | hp03_08_CH_ZUESTA | hp03 | 08_CH | ZUESTA | building | Building | building_code | AT.N.SFH.07.Gen.ReEx.001.002
2026-07-31 12:42:32 UTC | hp03_08_CH_ZUESTA | hp03 | 08_CH | ZUESTA | building | Building | building_heat_capacity_class | heavy
2026-07-31 12:42:32 UTC | hp03_08_CH_ZUESTA | hp03 | 08_CH | ZUESTA | building | Building | absolute_conditioned_floor_area_in_m2 | 201
2026-07-31 12:42:32 UTC | hp03_08_CH_ZUESTA | hp03 | 08_CH | ZUESTA | building | Building | heating_reference_temperature_in_celsius | -8
2026-07-31 12:42:32 UTC | hp03_08_CH_ZUESTA | hp03 | 08_CH | ZUESTA | building | Building | floor_u_value_in_watt_per_m2_per_kelvin | 0.38
2026-07-31 12:42:32 UTC | hp03_08_CH_ZUESTA | hp03 | 08_CH | ZUESTA | building | Building | floor_area_in_m2 | 84.2
2026-07-31 12:42:32 UTC | hp03_08_CH_ZUESTA | hp03 | 08_CH | ZUESTA | building | Building | facade_u_value_in_watt_per_m2_per_kelvin | 0.3
2026-07-31 12:42:32 UTC | hp03_08_CH_ZUESTA | hp03 | 08_CH | ZUESTA | building | Building | facade_area_in_m2 | 177.6
2026-07-31 12:42:32 UTC | hp03_08_CH_ZUESTA | hp03 | 08_CH | ZUESTA | building | Building | roof_u_value_in_watt_per_m2_per_kelvin | 0.26
2026-07-31 12:42:32 UTC | hp03_08_CH_ZUESTA | hp03 | 08_CH | ZUESTA | building | Building | roof_area_in_m2 | 96.76
2026-07-31 12:42:32 UTC | hp03_08_CH_ZUESTA | hp03 | 08_CH | ZUESTA | building | Building | window_u_value_in_watt_per_m2_per_kelvin | 1.5
2026-07-31 12:42:32 UTC | hp03_08_CH_ZUESTA | hp03 | 08_CH | ZUESTA | building | Building | window_area_in_m2 | 32.16
2026-07-31 12:42:32 UTC | hp03_08_CH_ZUESTA | hp03 | 08_CH | ZUESTA | building | Building | door_u_value_in_watt_per_m2_per_kelvin
2026-07-31 12:42:32 UTC | hp03_08_CH_ZUESTA | hp03 | 08_CH | ZUESTA | building | Building | door_area_in_m2
2026-07-31 12:42:32 UTC | hp03_08_CH_ZUESTA | hp03 | 08_CH | ZUESTA | building | Building | set_heating_temperature_in_celsius | 20.5
2026-07-31 12:42:32 UTC | hp03_08_CH_ZUESTA | hp03 | 08_CH | ZUESTA | building | Building | set_cooling_temperature_in_celsius | 25
2026-07-31 12:42:32 UTC | hp03_08_CH_ZUESTA | hp03 | 08_CH | ZUESTA | building | Building | natural_ventilation_m3_per_h_per_person | 29
2026-07-31 12:42:32 UTC | hp03_08_CH_ZUESTA | hp03 | 08_CH | ZUESTA | building | Building | sia_natural_ventilation_m3_per_h_per_m2 | 0.6
2026-07-31 12:42:32 UTC | hp03_08_CH_ZUESTA | hp03 | 08_CH | ZUESTA | building | Building | swiss_infiltration_rate_per_h | 0.15
2026-07-31 12:42:32 UTC | hp03_08_CH_ZUESTA | hp03 | 08_CH | ZUESTA | building | Building | heating_demand_mode | iso13790
2026-07-31 12:42:32 UTC | hp03_08_CH_ZUESTA | hp03 | 08_CH | ZUESTA | building | Building | operative_heating_proportional_band_in_celsius | 1
2026-07-31 12:42:32 UTC | hp03_08_CH_ZUESTA | hp03 | 08_CH | ZUESTA | building | Building | operative_heating_proportional_gain | 1
2026-07-31 12:42:32 UTC | hp03_08_CH_ZUESTA | hp03 | 08_CH | ZUESTA | building | Building | control_comfort_lower_bound_shift_in_celsius
2026-07-31 12:42:32 UTC | hp03_08_CH_ZUESTA | hp03 | 08_CH | ZUESTA | building | Building | comfort_aware_seasonal_heating_gate | true
2026-07-31 12:42:32 UTC | hp03_08_CH_ZUESTA | hp03 | 08_CH | ZUESTA | component | StrictComfortDemandController | building_name | BUI1
2026-07-31 12:42:32 UTC | hp03_08_CH_ZUESTA | hp03 | 08_CH | ZUESTA | component | StrictComfortDemandController | name | StrictComfortDemandController
2026-07-31 12:42:32 UTC | hp03_08_CH_ZUESTA | hp03 | 08_CH | ZUESTA | component | StrictComfortDemandController | temperature_air_heating_in_celsius | 20.5
2026-07-31 12:42:32 UTC | hp03_08_CH_ZUESTA | hp03 | 08_CH | ZUESTA | component | StrictComfortDemandController | temperature_air_cooling_in_celsius | 24
2026-07-31 12:42:32 UTC | hp03_08_CH_ZUESTA | hp03 | 08_CH | ZUESTA | component | StrictComfortDemandController | offset | 0.5
2026-07-31 12:42:32 UTC | hp03_08_CH_ZUESTA | hp03 | 08_CH | ZUESTA | component | StrictComfortDemandController | mode | 2
2026-07-31 12:42:32 UTC | hp03_08_CH_ZUESTA | hp03 | 08_CH | ZUESTA | component | StrictComfortDemandController | use_adaptive_comfort_band | true
2026-07-31 12:42:32 UTC | hp03_08_CH_ZUESTA | hp03 | 08_CH | ZUESTA | component | StrictComfortDemandController | control_strategy | strict_comfort_band_v1
2026-07-31 12:42:32 UTC | hp03_08_CH_ZUESTA | hp03 | 08_CH | ZUESTA | component | StrictComfortDemandController | comfort_band_inner_offset_in_celsius | 0.5
2026-07-31 12:42:32 UTC | hp03_08_CH_ZUESTA | hp03 | 08_CH | ZUESTA | component | StrictComfortDemandController | comfort_band_inner_offset_lower_in_celsius | 1
2026-07-31 12:42:32 UTC | hp03_08_CH_ZUESTA | hp03 | 08_CH | ZUESTA | component | StrictComfortDemandController | comfort_band_inner_offset_upper_in_celsius | 0.5
2026-07-31 12:42:32 UTC | hp03_08_CH_ZUESTA | hp03 | 08_CH | ZUESTA | component | StrictComfortDemandController | heating_disabled_above_running_mean_outdoor_temperature_in_celsius | 18
2026-07-31 12:42:32 UTC | hp03_08_CH_ZUESTA | hp03 | 08_CH | ZUESTA | component | StrictComfortDemandController | cooling_enabled_above_running_mean_outdoor_temperature_in_celsius | 22
2026-07-31 12:42:32 UTC | hp03_08_CH_ZUESTA | hp03 | 08_CH | ZUESTA | component | ComfortBandHeatingDemand | building_name | BUI1
2026-07-31 12:42:32 UTC | hp03_08_CH_ZUESTA | hp03 | 08_CH | ZUESTA | component | ComfortBandHeatingDemand | name | ComfortBandHeatingDemand
2026-07-31 12:42:32 UTC | hp03_08_CH_ZUESTA | hp03 | 08_CH | ZUESTA | component | ComfortBandHeatingDemand | max_heating_power_in_watt | 5754.87
2026-07-31 12:42:32 UTC | hp03_08_CH_ZUESTA | hp03 | 08_CH | ZUESTA | component | ComfortBandHeatingDemand | proportional_gain_in_watt_per_kelvin | 11509.7
2026-07-31 12:42:32 UTC | hp03_08_CH_ZUESTA | hp03 | 08_CH | ZUESTA | component | StrictComfortSetpointModifier | building_name | BUI1
2026-07-31 12:42:32 UTC | hp03_08_CH_ZUESTA | hp03 | 08_CH | ZUESTA | component | StrictComfortSetpointModifier | name | StrictComfortSetpointModifier
2026-07-31 12:42:32 UTC | hp03_08_CH_ZUESTA | hp03 | 08_CH | ZUESTA | component | StrictComfortSetpointModifier | base_heating_setpoint_in_celsius | 20.5
2026-07-31 12:42:32 UTC | hp03_08_CH_ZUESTA | hp03 | 08_CH | ZUESTA | component | StrictComfortSetpointModifier | recovery_gain | 5
2026-07-31 12:42:32 UTC | hp03_08_CH_ZUESTA | hp03 | 08_CH | ZUESTA | component | StrictComfortSetpointModifier | max_recovery_boost_in_celsius | 5
2026-07-31 12:42:32 UTC | hp03_08_CH_ZUESTA | hp03 | 08_CH | ZUESTA | component | StrictComfortSetpointModifier | clamp_min_modifier_in_celsius
2026-07-31 12:42:32 UTC | hp03_08_CH_ZUESTA | hp03 | 08_CH | ZUESTA | component | StrictComfortSetpointModifier | clamp_max_modifier_in_celsius | 15
2026-07-31 12:42:32 UTC | hp03_08_CH_ZUESTA | hp03 | 08_CH | ZUESTA | component | TotalThermalBuildingDemand | building_name | BUI1
2026-07-31 12:42:32 UTC | hp03_08_CH_ZUESTA | hp03 | 08_CH | ZUESTA | component | TotalThermalBuildingDemand | name | TotalThermalBuildingDemand
2026-07-31 12:42:32 UTC | hp03_08_CH_ZUESTA | hp03 | 08_CH | ZUESTA | component | TotalThermalBuildingDemand | loadtype | LoadTypes.ANY
2026-07-31 12:42:32 UTC | hp03_08_CH_ZUESTA | hp03 | 08_CH | ZUESTA | component | TotalThermalBuildingDemand | unit | Units.WATT
2026-07-31 12:42:32 UTC | hp03_08_CH_ZUESTA | hp03 | 08_CH | ZUESTA | component | HeatDistributionController | building_name | BUI1
2026-07-31 12:42:32 UTC | hp03_08_CH_ZUESTA | hp03 | 08_CH | ZUESTA | component | HeatDistributionController | name | HeatDistributionController
2026-07-31 12:42:32 UTC | hp03_08_CH_ZUESTA | hp03 | 08_CH | ZUESTA | component | HeatDistributionController | heating_system | HeatDistributionSystemType.FLOORHEATING
2026-07-31 12:42:32 UTC | hp03_08_CH_ZUESTA | hp03 | 08_CH | ZUESTA | component | HeatDistributionController | set_heating_threshold_outside_temperature_in_celsius | 16
2026-07-31 12:42:32 UTC | hp03_08_CH_ZUESTA | hp03 | 08_CH | ZUESTA | component | HeatDistributionController | heating_reference_temperature_in_celsius | -8
2026-07-31 12:42:32 UTC | hp03_08_CH_ZUESTA | hp03 | 08_CH | ZUESTA | component | HeatDistributionController | set_heating_temperature_for_building_in_celsius | 20.5
2026-07-31 12:42:32 UTC | hp03_08_CH_ZUESTA | hp03 | 08_CH | ZUESTA | component | HeatDistributionController | set_cooling_temperature_for_building_in_celsius | 25
2026-07-31 12:42:32 UTC | hp03_08_CH_ZUESTA | hp03 | 08_CH | ZUESTA | component | HeatDistributionController | heating_load_of_building_in_watt | 5754.87
2026-07-31 12:42:32 UTC | hp03_08_CH_ZUESTA | hp03 | 08_CH | ZUESTA | heat_distribution | HeatDistributionSystem | absolute_conditioned_floor_area_in_m2 | 201
2026-07-31 12:42:32 UTC | hp03_08_CH_ZUESTA | hp03 | 08_CH | ZUESTA | thermal_storage | SimpleHotWaterStorage | volume_heating_water_storage_in_liter | 287.7
2026-07-31 12:42:32 UTC | hp03_08_CH_ZUESTA | hp03 | 08_CH | ZUESTA | component | BufferRemainingCapacity60C | building_name | BUI1
2026-07-31 12:42:32 UTC | hp03_08_CH_ZUESTA | hp03 | 08_CH | ZUESTA | component | BufferRemainingCapacity60C | name | BufferRemainingCapacity60C
2026-07-31 12:42:32 UTC | hp03_08_CH_ZUESTA | hp03 | 08_CH | ZUESTA | component | BufferRemainingCapacity60C | volume_heating_water_storage_in_liter | 287.7
2026-07-31 12:42:32 UTC | hp03_08_CH_ZUESTA | hp03 | 08_CH | ZUESTA | component | BufferRemainingCapacity60C | max_temperature_in_celsius | 6
2026-07-31 12:42:32 UTC | hp03_08_CH_ZUESTA | hp03 | 08_CH | ZUESTA | component | BufferRemainingCapacity60C | water_density_kg_per_liter | 0.992
2026-07-31 12:42:32 UTC | hp03_08_CH_ZUESTA | hp03 | 08_CH | ZUESTA | component | BufferRemainingCapacity60C | water_specific_heat_capacity_j_per_kg_per_k | 4180
2026-07-31 12:42:32 UTC | hp03_08_CH_ZUESTA | hp03 | 08_CH | ZUESTA | component | HeatPumpControllerSH | building_name | BUI1
2026-07-31 12:42:32 UTC | hp03_08_CH_ZUESTA | hp03 | 08_CH | ZUESTA | component | HeatPumpControllerSH | name | HeatPumpControllerSH
2026-07-31 12:42:32 UTC | hp03_08_CH_ZUESTA | hp03 | 08_CH | ZUESTA | component | HeatPumpControllerSH | mode | 2
2026-07-31 12:42:32 UTC | hp03_08_CH_ZUESTA | hp03 | 08_CH | ZUESTA | component | HeatPumpControllerSH | set_heating_threshold_outside_temperature_in_celsius | 16
2026-07-31 12:42:32 UTC | hp03_08_CH_ZUESTA | hp03 | 08_CH | ZUESTA | component | HeatPumpControllerSH | set_cooling_threshold_outside_temperature_in_celsius | 22
2026-07-31 12:42:32 UTC | hp03_08_CH_ZUESTA | hp03 | 08_CH | ZUESTA | component | HeatPumpControllerSH | upper_temperature_offset_for_state_conditions_in_celsius | 1
2026-07-31 12:42:32 UTC | hp03_08_CH_ZUESTA | hp03 | 08_CH | ZUESTA | component | HeatPumpControllerSH | lower_temperature_offset_for_state_conditions_in_celsius | 1
2026-07-31 12:42:32 UTC | hp03_08_CH_ZUESTA | hp03 | 08_CH | ZUESTA | component | HeatPumpControllerSH | heat_distribution_system_type | HeatDistributionSystemType.FLOORHEATING
2026-07-31 12:42:32 UTC | hp03_08_CH_ZUESTA | hp03 | 08_CH | ZUESTA | component | HeatPumpControllerDHW | building_name | BUI1
2026-07-31 12:42:32 UTC | hp03_08_CH_ZUESTA | hp03 | 08_CH | ZUESTA | component | HeatPumpControllerDHW | name | HeatPumpControllerDHW
2026-07-31 12:42:32 UTC | hp03_08_CH_ZUESTA | hp03 | 08_CH | ZUESTA | component | HeatPumpControllerDHW | t_min_dhw_storage_in_celsius | 4
2026-07-31 12:42:32 UTC | hp03_08_CH_ZUESTA | hp03 | 08_CH | ZUESTA | component | HeatPumpControllerDHW | t_max_dhw_storage_in_celsius | 6
2026-07-31 12:42:32 UTC | hp03_08_CH_ZUESTA | hp03 | 08_CH | ZUESTA | component | HeatPumpControllerDHW | thermalpower_dhw_is_constant | false
2026-07-31 12:42:32 UTC | hp03_08_CH_ZUESTA | hp03 | 08_CH | ZUESTA | component | HeatPumpControllerDHW | p_th_max_dhw_in_watt | 5000
2026-07-31 12:42:32 UTC | hp03_08_CH_ZUESTA | hp03 | 08_CH | ZUESTA | heat_generator | HeatPumpHPLib | set_thermal_output_power_in_watt | 4750
2026-07-31 12:42:32 UTC | hp03_08_CH_ZUESTA | hp03 | 08_CH | ZUESTA | heat_generator | HeatPumpHPLib | flow_temperature_in_celsius | 35
2026-07-31 12:42:32 UTC | hp03_08_CH_ZUESTA | hp03 | 08_CH | ZUESTA | heat_generator | HeatPumpHPLib | heating_reference_temperature_in_celsius | -7
2026-07-31 12:42:32 UTC | hp03_08_CH_ZUESTA | hp03 | 08_CH | ZUESTA | heat_generator | HeatPumpHPLib | with_domestic_hot_water_preparation | true
2026-07-31 12:42:32 UTC | hp03_08_CH_ZUESTA | hp03 | 08_CH | ZUESTA | heat_generator | HeatPumpHPLib | minimum_running_time_in_seconds | 14400
2026-07-31 12:42:32 UTC | hp03_08_CH_ZUESTA | hp03 | 08_CH | ZUESTA | heat_generator | HeatPumpHPLib | minimum_idle_time_in_seconds | 900
2026-07-31 12:42:32 UTC | hp03_08_CH_ZUESTA | hp03 | 08_CH | ZUESTA | heat_generator | HeatPumpHPLib | group_id | 1
2026-07-31 12:42:32 UTC | hp03_08_CH_ZUESTA | hp03 | 08_CH | ZUESTA | component | HeatGeneratorTotalThermalPower | building_name | BUI1
2026-07-31 12:42:32 UTC | hp03_08_CH_ZUESTA | hp03 | 08_CH | ZUESTA | component | HeatGeneratorTotalThermalPower | name | HeatGeneratorTotalThermalPower
2026-07-31 12:42:32 UTC | hp03_08_CH_ZUESTA | hp03 | 08_CH | ZUESTA | component | HeatGeneratorTotalThermalPower | loadtype | LoadTypes.ANY
2026-07-31 12:42:32 UTC | hp03_08_CH_ZUESTA | hp03 | 08_CH | ZUESTA | component | HeatGeneratorTotalThermalPower | unit | Units.WATT
2026-07-31 12:42:32 UTC | hp03_08_CH_ZUESTA | hp03 | 08_CH | ZUESTA | component | HeatGeneratorPlantDhwThermalPower | building_name | BUI1
2026-07-31 12:42:32 UTC | hp03_08_CH_ZUESTA | hp03 | 08_CH | ZUESTA | component | HeatGeneratorPlantDhwThermalPower | name | HeatGeneratorPlantDhwThermalPower
2026-07-31 12:42:32 UTC | hp03_08_CH_ZUESTA | hp03 | 08_CH | ZUESTA | component | HeatGeneratorPlantDhwThermalPower | loadtype | LoadTypes.ANY
2026-07-31 12:42:32 UTC | hp03_08_CH_ZUESTA | hp03 | 08_CH | ZUESTA | component | HeatGeneratorPlantDhwThermalPower | unit | Units.WATT
2026-07-31 12:42:32 UTC | hp03_08_CH_ZUESTA | hp03 | 08_CH | ZUESTA | component | SolarDhwThermalPower | building_name | BUI1
2026-07-31 12:42:32 UTC | hp03_08_CH_ZUESTA | hp03 | 08_CH | ZUESTA | component | SolarDhwThermalPower | name | SolarDhwThermalPower
2026-07-31 12:42:32 UTC | hp03_08_CH_ZUESTA | hp03 | 08_CH | ZUESTA | component | SolarDhwThermalPower | value_watt
2026-07-31 12:42:32 UTC | hp03_08_CH_ZUESTA | hp03 | 08_CH | ZUESTA | component | SolarDhwThermalPower | loadtype | LoadTypes.ANY
2026-07-31 12:42:32 UTC | hp03_08_CH_ZUESTA | hp03 | 08_CH | ZUESTA | component | SolarDhwThermalPower | unit | Units.WATT
2026-07-31 12:42:32 UTC | hp03_08_CH_ZUESTA | hp03 | 08_CH | ZUESTA | component | FlexibilityPotential | building_name | BUI1
2026-07-31 12:42:32 UTC | hp03_08_CH_ZUESTA | hp03 | 08_CH | ZUESTA | component | FlexibilityPotential | name | FlexibilityPotential
2026-07-31 12:42:32 UTC | hp03_08_CH_ZUESTA | hp03 | 08_CH | ZUESTA | component | FlexibilityPotential | fallback_heating_cop | 1
2026-07-31 12:42:32 UTC | hp03_08_CH_ZUESTA | hp03 | 08_CH | ZUESTA | component | FlexibilityPotential | fallback_cooling_eer
2026-07-31 12:42:32 UTC | hp03_09_CH_ZUESTA | hp03 | 09_CH | ZUESTA | simulation | SimulationParameters | year | 2050
2026-07-31 12:42:32 UTC | hp03_09_CH_ZUESTA | hp03 | 09_CH | ZUESTA | simulation | SimulationParameters | seconds_per_timestep | 9 | s
2026-07-31 12:42:32 UTC | hp03_09_CH_ZUESTA | hp03 | 09_CH | ZUESTA | simulation | SimulationParameters | country | CH
2026-07-31 12:42:32 UTC | hp03_09_CH_ZUESTA | hp03 | 09_CH | ZUESTA | cli | cli_overrides | ARCH | 09_CH
2026-07-31 12:42:32 UTC | hp03_09_CH_ZUESTA | hp03 | 09_CH | ZUESTA | cli | cli_overrides | WEATHER | ZUESTA
2026-07-31 12:42:32 UTC | hp03_09_CH_ZUESTA | hp03 | 09_CH | ZUESTA | cli | cli_overrides | TIME_HORIZON | future
2026-07-31 12:42:32 UTC | hp03_09_CH_ZUESTA | hp03 | 09_CH | ZUESTA | cli | cli_overrides | SCENARIO | none
2026-07-31 12:42:32 UTC | hp03_09_CH_ZUESTA | hp03 | 09_CH | ZUESTA | cli | cli_overrides | OCC | SIA2024
2026-07-31 12:42:32 UTC | hp03_09_CH_ZUESTA | hp03 | 09_CH | ZUESTA | cli | cli_overrides | HEATGEN_SIZING | IDEAL_LOOKUP
2026-07-31 12:42:32 UTC | hp03_09_CH_ZUESTA | hp03 | 09_CH | ZUESTA | cli | cli_overrides | HP_MODEL | Viessmann Werke GmbH & Co KG / Vitocal 250-A Compact AWMOF-251.A1.06-400-V001/V002
2026-07-31 12:42:32 UTC | hp03_09_CH_ZUESTA | hp03 | 09_CH | ZUESTA | cli | cli_overrides | HP_NOMINAL_POWER_W | 3100
2026-07-31 12:42:32 UTC | hp03_09_CH_ZUESTA | hp03 | 09_CH | ZUESTA | cli | cli_overrides | HP_SHARE_OF_IDEAL | 0.8
2026-07-31 12:42:32 UTC | hp03_09_CH_ZUESTA | hp03 | 09_CH | ZUESTA | internal_loads | SIA2024Occupancy | conditioned_floor_area_in_m2 | 206
2026-07-31 12:42:32 UTC | hp03_09_CH_ZUESTA | hp03 | 09_CH | ZUESTA | internal_loads | SIA2024Occupancy | appliances_load_w_per_m2 | 1
2026-07-31 12:42:32 UTC | hp03_09_CH_ZUESTA | hp03 | 09_CH | ZUESTA | internal_loads | SIA2024Occupancy | lighting_load_w_per_m2 | 3
2026-07-31 12:42:32 UTC | hp03_09_CH_ZUESTA | hp03 | 09_CH | ZUESTA | internal_loads | SIA2024Occupancy | lighting_annual_full_load_hours | 846
2026-07-31 12:42:32 UTC | hp03_09_CH_ZUESTA | hp03 | 09_CH | ZUESTA | internal_loads | SIA2024Occupancy | appliances_yearly_utilization_per_month | 0.7995
2026-07-31 12:42:32 UTC | hp03_09_CH_ZUESTA | hp03 | 09_CH | ZUESTA | weather | Weather | source_path | C:\Users\het\HiSim\hisim\inputs\weather\custom_csv\Zurich\NABZUE_2060_RCP85_DRY.csv
2026-07-31 12:42:32 UTC | hp03_09_CH_ZUESTA | hp03 | 09_CH | ZUESTA | weather | Weather | location | Zurich
2026-07-31 12:42:32 UTC | hp03_09_CH_ZUESTA | hp03 | 09_CH | ZUESTA | weather | Weather | name | Weather
2026-07-31 12:42:32 UTC | hp03_09_CH_ZUESTA | hp03 | 09_CH | ZUESTA | pv | PVSystem | power_in_watt | 13226.2
2026-07-31 12:42:32 UTC | hp03_09_CH_ZUESTA | hp03 | 09_CH | ZUESTA | pv | PVSystem | tilt | 30
2026-07-31 12:42:32 UTC | hp03_09_CH_ZUESTA | hp03 | 09_CH | ZUESTA | pv | PVSystem | azimuth | 180
2026-07-31 12:42:32 UTC | hp03_09_CH_ZUESTA | hp03 | 09_CH | ZUESTA | pv | PVSystem | location | ZUESTA
2026-07-31 12:42:32 UTC | hp03_09_CH_ZUESTA | hp03 | 09_CH | ZUESTA | component | ElectricityMeter | building_name | BUI1
2026-07-31 12:42:32 UTC | hp03_09_CH_ZUESTA | hp03 | 09_CH | ZUESTA | component | ElectricityMeter | name | ElectricityMeter
2026-07-31 12:42:32 UTC | hp03_09_CH_ZUESTA | hp03 | 09_CH | ZUESTA | building | Building | building_name | 2011_2019
2026-07-31 12:42:32 UTC | hp03_09_CH_ZUESTA | hp03 | 09_CH | ZUESTA | building | Building | building_code | AT.N.SFH.08.Gen.ReEx.001.002
2026-07-31 12:42:32 UTC | hp03_09_CH_ZUESTA | hp03 | 09_CH | ZUESTA | building | Building | building_heat_capacity_class | heavy
2026-07-31 12:42:32 UTC | hp03_09_CH_ZUESTA | hp03 | 09_CH | ZUESTA | building | Building | absolute_conditioned_floor_area_in_m2 | 206
2026-07-31 12:42:32 UTC | hp03_09_CH_ZUESTA | hp03 | 09_CH | ZUESTA | building | Building | heating_reference_temperature_in_celsius | -8
2026-07-31 12:42:32 UTC | hp03_09_CH_ZUESTA | hp03 | 09_CH | ZUESTA | building | Building | floor_u_value_in_watt_per_m2_per_kelvin | 0.21
2026-07-31 12:42:32 UTC | hp03_09_CH_ZUESTA | hp03 | 09_CH | ZUESTA | building | Building | floor_area_in_m2 | 93.9
2026-07-31 12:42:32 UTC | hp03_09_CH_ZUESTA | hp03 | 09_CH | ZUESTA | building | Building | facade_u_value_in_watt_per_m2_per_kelvin | 0.17
2026-07-31 12:42:32 UTC | hp03_09_CH_ZUESTA | hp03 | 09_CH | ZUESTA | building | Building | facade_area_in_m2 | 180.6
2026-07-31 12:42:32 UTC | hp03_09_CH_ZUESTA | hp03 | 09_CH | ZUESTA | building | Building | roof_u_value_in_watt_per_m2_per_kelvin | 0.17
2026-07-31 12:42:32 UTC | hp03_09_CH_ZUESTA | hp03 | 09_CH | ZUESTA | building | Building | roof_area_in_m2 | 100.3
2026-07-31 12:42:32 UTC | hp03_09_CH_ZUESTA | hp03 | 09_CH | ZUESTA | building | Building | window_u_value_in_watt_per_m2_per_kelvin | 1
2026-07-31 12:42:32 UTC | hp03_09_CH_ZUESTA | hp03 | 09_CH | ZUESTA | building | Building | window_area_in_m2 | 37.3
2026-07-31 12:42:32 UTC | hp03_09_CH_ZUESTA | hp03 | 09_CH | ZUESTA | building | Building | door_u_value_in_watt_per_m2_per_kelvin
2026-07-31 12:42:32 UTC | hp03_09_CH_ZUESTA | hp03 | 09_CH | ZUESTA | building | Building | door_area_in_m2
2026-07-31 12:42:32 UTC | hp03_09_CH_ZUESTA | hp03 | 09_CH | ZUESTA | building | Building | set_heating_temperature_in_celsius | 20.5
2026-07-31 12:42:32 UTC | hp03_09_CH_ZUESTA | hp03 | 09_CH | ZUESTA | building | Building | set_cooling_temperature_in_celsius | 25
2026-07-31 12:42:32 UTC | hp03_09_CH_ZUESTA | hp03 | 09_CH | ZUESTA | building | Building | natural_ventilation_m3_per_h_per_person | 29
2026-07-31 12:42:32 UTC | hp03_09_CH_ZUESTA | hp03 | 09_CH | ZUESTA | building | Building | sia_natural_ventilation_m3_per_h_per_m2 | 0.6
2026-07-31 12:42:32 UTC | hp03_09_CH_ZUESTA | hp03 | 09_CH | ZUESTA | building | Building | swiss_infiltration_rate_per_h | 0.15
2026-07-31 12:42:32 UTC | hp03_09_CH_ZUESTA | hp03 | 09_CH | ZUESTA | building | Building | heating_demand_mode | iso13790
2026-07-31 12:42:32 UTC | hp03_09_CH_ZUESTA | hp03 | 09_CH | ZUESTA | building | Building | operative_heating_proportional_band_in_celsius | 1
2026-07-31 12:42:32 UTC | hp03_09_CH_ZUESTA | hp03 | 09_CH | ZUESTA | building | Building | operative_heating_proportional_gain | 1
2026-07-31 12:42:32 UTC | hp03_09_CH_ZUESTA | hp03 | 09_CH | ZUESTA | building | Building | control_comfort_lower_bound_shift_in_celsius
2026-07-31 12:42:32 UTC | hp03_09_CH_ZUESTA | hp03 | 09_CH | ZUESTA | building | Building | comfort_aware_seasonal_heating_gate | true
2026-07-31 12:42:32 UTC | hp03_09_CH_ZUESTA | hp03 | 09_CH | ZUESTA | component | StrictComfortDemandController | building_name | BUI1
2026-07-31 12:42:32 UTC | hp03_09_CH_ZUESTA | hp03 | 09_CH | ZUESTA | component | StrictComfortDemandController | name | StrictComfortDemandController
2026-07-31 12:42:32 UTC | hp03_09_CH_ZUESTA | hp03 | 09_CH | ZUESTA | component | StrictComfortDemandController | temperature_air_heating_in_celsius | 20.5
2026-07-31 12:42:32 UTC | hp03_09_CH_ZUESTA | hp03 | 09_CH | ZUESTA | component | StrictComfortDemandController | temperature_air_cooling_in_celsius | 24
2026-07-31 12:42:32 UTC | hp03_09_CH_ZUESTA | hp03 | 09_CH | ZUESTA | component | StrictComfortDemandController | offset | 0.5
2026-07-31 12:42:32 UTC | hp03_09_CH_ZUESTA | hp03 | 09_CH | ZUESTA | component | StrictComfortDemandController | mode | 2
2026-07-31 12:42:32 UTC | hp03_09_CH_ZUESTA | hp03 | 09_CH | ZUESTA | component | StrictComfortDemandController | use_adaptive_comfort_band | true
2026-07-31 12:42:32 UTC | hp03_09_CH_ZUESTA | hp03 | 09_CH | ZUESTA | component | StrictComfortDemandController | control_strategy | strict_comfort_band_v1
2026-07-31 12:42:32 UTC | hp03_09_CH_ZUESTA | hp03 | 09_CH | ZUESTA | component | StrictComfortDemandController | comfort_band_inner_offset_in_celsius | 0.5
2026-07-31 12:42:32 UTC | hp03_09_CH_ZUESTA | hp03 | 09_CH | ZUESTA | component | StrictComfortDemandController | comfort_band_inner_offset_lower_in_celsius | 1
2026-07-31 12:42:32 UTC | hp03_09_CH_ZUESTA | hp03 | 09_CH | ZUESTA | component | StrictComfortDemandController | comfort_band_inner_offset_upper_in_celsius | 0.5
2026-07-31 12:42:32 UTC | hp03_09_CH_ZUESTA | hp03 | 09_CH | ZUESTA | component | StrictComfortDemandController | heating_disabled_above_running_mean_outdoor_temperature_in_celsius | 18
2026-07-31 12:42:32 UTC | hp03_09_CH_ZUESTA | hp03 | 09_CH | ZUESTA | component | StrictComfortDemandController | cooling_enabled_above_running_mean_outdoor_temperature_in_celsius | 22
2026-07-31 12:42:32 UTC | hp03_09_CH_ZUESTA | hp03 | 09_CH | ZUESTA | component | ComfortBandHeatingDemand | building_name | BUI1
2026-07-31 12:42:32 UTC | hp03_09_CH_ZUESTA | hp03 | 09_CH | ZUESTA | component | ComfortBandHeatingDemand | name | ComfortBandHeatingDemand
2026-07-31 12:42:32 UTC | hp03_09_CH_ZUESTA | hp03 | 09_CH | ZUESTA | component | ComfortBandHeatingDemand | max_heating_power_in_watt | 4948.09
2026-07-31 12:42:32 UTC | hp03_09_CH_ZUESTA | hp03 | 09_CH | ZUESTA | component | ComfortBandHeatingDemand | proportional_gain_in_watt_per_kelvin | 9896.18
2026-07-31 12:42:32 UTC | hp03_09_CH_ZUESTA | hp03 | 09_CH | ZUESTA | component | StrictComfortSetpointModifier | building_name | BUI1
2026-07-31 12:42:32 UTC | hp03_09_CH_ZUESTA | hp03 | 09_CH | ZUESTA | component | StrictComfortSetpointModifier | name | StrictComfortSetpointModifier
2026-07-31 12:42:32 UTC | hp03_09_CH_ZUESTA | hp03 | 09_CH | ZUESTA | component | StrictComfortSetpointModifier | base_heating_setpoint_in_celsius | 20.5
2026-07-31 12:42:32 UTC | hp03_09_CH_ZUESTA | hp03 | 09_CH | ZUESTA | component | StrictComfortSetpointModifier | recovery_gain | 5
2026-07-31 12:42:32 UTC | hp03_09_CH_ZUESTA | hp03 | 09_CH | ZUESTA | component | StrictComfortSetpointModifier | max_recovery_boost_in_celsius | 5
2026-07-31 12:42:32 UTC | hp03_09_CH_ZUESTA | hp03 | 09_CH | ZUESTA | component | StrictComfortSetpointModifier | clamp_min_modifier_in_celsius
2026-07-31 12:42:32 UTC | hp03_09_CH_ZUESTA | hp03 | 09_CH | ZUESTA | component | StrictComfortSetpointModifier | clamp_max_modifier_in_celsius | 15
2026-07-31 12:42:32 UTC | hp03_09_CH_ZUESTA | hp03 | 09_CH | ZUESTA | component | TotalThermalBuildingDemand | building_name | BUI1
2026-07-31 12:42:32 UTC | hp03_09_CH_ZUESTA | hp03 | 09_CH | ZUESTA | component | TotalThermalBuildingDemand | name | TotalThermalBuildingDemand
2026-07-31 12:42:32 UTC | hp03_09_CH_ZUESTA | hp03 | 09_CH | ZUESTA | component | TotalThermalBuildingDemand | loadtype | LoadTypes.ANY
2026-07-31 12:42:32 UTC | hp03_09_CH_ZUESTA | hp03 | 09_CH | ZUESTA | component | TotalThermalBuildingDemand | unit | Units.WATT
2026-07-31 12:42:32 UTC | hp03_09_CH_ZUESTA | hp03 | 09_CH | ZUESTA | component | HeatDistributionController | building_name | BUI1
2026-07-31 12:42:32 UTC | hp03_09_CH_ZUESTA | hp03 | 09_CH | ZUESTA | component | HeatDistributionController | name | HeatDistributionController
2026-07-31 12:42:32 UTC | hp03_09_CH_ZUESTA | hp03 | 09_CH | ZUESTA | component | HeatDistributionController | heating_system | HeatDistributionSystemType.FLOORHEATING
2026-07-31 12:42:32 UTC | hp03_09_CH_ZUESTA | hp03 | 09_CH | ZUESTA | component | HeatDistributionController | set_heating_threshold_outside_temperature_in_celsius | 16
2026-07-31 12:42:32 UTC | hp03_09_CH_ZUESTA | hp03 | 09_CH | ZUESTA | component | HeatDistributionController | heating_reference_temperature_in_celsius | -8
2026-07-31 12:42:32 UTC | hp03_09_CH_ZUESTA | hp03 | 09_CH | ZUESTA | component | HeatDistributionController | set_heating_temperature_for_building_in_celsius | 20.5
2026-07-31 12:42:32 UTC | hp03_09_CH_ZUESTA | hp03 | 09_CH | ZUESTA | component | HeatDistributionController | set_cooling_temperature_for_building_in_celsius | 25
2026-07-31 12:42:32 UTC | hp03_09_CH_ZUESTA | hp03 | 09_CH | ZUESTA | component | HeatDistributionController | heating_load_of_building_in_watt | 4948.09
2026-07-31 12:42:32 UTC | hp03_09_CH_ZUESTA | hp03 | 09_CH | ZUESTA | heat_distribution | HeatDistributionSystem | absolute_conditioned_floor_area_in_m2 | 206
2026-07-31 12:42:32 UTC | hp03_09_CH_ZUESTA | hp03 | 09_CH | ZUESTA | thermal_storage | SimpleHotWaterStorage | volume_heating_water_storage_in_liter | 247.4
2026-07-31 12:42:32 UTC | hp03_09_CH_ZUESTA | hp03 | 09_CH | ZUESTA | component | BufferRemainingCapacity60C | building_name | BUI1
2026-07-31 12:42:32 UTC | hp03_09_CH_ZUESTA | hp03 | 09_CH | ZUESTA | component | BufferRemainingCapacity60C | name | BufferRemainingCapacity60C
2026-07-31 12:42:32 UTC | hp03_09_CH_ZUESTA | hp03 | 09_CH | ZUESTA | component | BufferRemainingCapacity60C | volume_heating_water_storage_in_liter | 247.4
2026-07-31 12:42:32 UTC | hp03_09_CH_ZUESTA | hp03 | 09_CH | ZUESTA | component | BufferRemainingCapacity60C | max_temperature_in_celsius | 6
2026-07-31 12:42:32 UTC | hp03_09_CH_ZUESTA | hp03 | 09_CH | ZUESTA | component | BufferRemainingCapacity60C | water_density_kg_per_liter | 0.992
2026-07-31 12:42:32 UTC | hp03_09_CH_ZUESTA | hp03 | 09_CH | ZUESTA | component | BufferRemainingCapacity60C | water_specific_heat_capacity_j_per_kg_per_k | 4180
2026-07-31 12:42:32 UTC | hp03_09_CH_ZUESTA | hp03 | 09_CH | ZUESTA | component | HeatPumpControllerSH | building_name | BUI1
2026-07-31 12:42:32 UTC | hp03_09_CH_ZUESTA | hp03 | 09_CH | ZUESTA | component | HeatPumpControllerSH | name | HeatPumpControllerSH
2026-07-31 12:42:32 UTC | hp03_09_CH_ZUESTA | hp03 | 09_CH | ZUESTA | component | HeatPumpControllerSH | mode | 2
2026-07-31 12:42:32 UTC | hp03_09_CH_ZUESTA | hp03 | 09_CH | ZUESTA | component | HeatPumpControllerSH | set_heating_threshold_outside_temperature_in_celsius | 16
2026-07-31 12:42:32 UTC | hp03_09_CH_ZUESTA | hp03 | 09_CH | ZUESTA | component | HeatPumpControllerSH | set_cooling_threshold_outside_temperature_in_celsius | 22
2026-07-31 12:42:32 UTC | hp03_09_CH_ZUESTA | hp03 | 09_CH | ZUESTA | component | HeatPumpControllerSH | upper_temperature_offset_for_state_conditions_in_celsius | 1
2026-07-31 12:42:32 UTC | hp03_09_CH_ZUESTA | hp03 | 09_CH | ZUESTA | component | HeatPumpControllerSH | lower_temperature_offset_for_state_conditions_in_celsius | 1
2026-07-31 12:42:32 UTC | hp03_09_CH_ZUESTA | hp03 | 09_CH | ZUESTA | component | HeatPumpControllerSH | heat_distribution_system_type | HeatDistributionSystemType.FLOORHEATING
2026-07-31 12:42:32 UTC | hp03_09_CH_ZUESTA | hp03 | 09_CH | ZUESTA | component | HeatPumpControllerDHW | building_name | BUI1
2026-07-31 12:42:32 UTC | hp03_09_CH_ZUESTA | hp03 | 09_CH | ZUESTA | component | HeatPumpControllerDHW | name | HeatPumpControllerDHW
2026-07-31 12:42:32 UTC | hp03_09_CH_ZUESTA | hp03 | 09_CH | ZUESTA | component | HeatPumpControllerDHW | t_min_dhw_storage_in_celsius | 4
2026-07-31 12:42:32 UTC | hp03_09_CH_ZUESTA | hp03 | 09_CH | ZUESTA | component | HeatPumpControllerDHW | t_max_dhw_storage_in_celsius | 6
2026-07-31 12:42:32 UTC | hp03_09_CH_ZUESTA | hp03 | 09_CH | ZUESTA | component | HeatPumpControllerDHW | thermalpower_dhw_is_constant | false
2026-07-31 12:42:32 UTC | hp03_09_CH_ZUESTA | hp03 | 09_CH | ZUESTA | component | HeatPumpControllerDHW | p_th_max_dhw_in_watt | 5000
2026-07-31 12:42:32 UTC | hp03_09_CH_ZUESTA | hp03 | 09_CH | ZUESTA | heat_generator | HeatPumpHPLib | set_thermal_output_power_in_watt | 3100
2026-07-31 12:42:32 UTC | hp03_09_CH_ZUESTA | hp03 | 09_CH | ZUESTA | heat_generator | HeatPumpHPLib | flow_temperature_in_celsius | 35
2026-07-31 12:42:32 UTC | hp03_09_CH_ZUESTA | hp03 | 09_CH | ZUESTA | heat_generator | HeatPumpHPLib | heating_reference_temperature_in_celsius | -7
2026-07-31 12:42:32 UTC | hp03_09_CH_ZUESTA | hp03 | 09_CH | ZUESTA | heat_generator | HeatPumpHPLib | with_domestic_hot_water_preparation | true
2026-07-31 12:42:32 UTC | hp03_09_CH_ZUESTA | hp03 | 09_CH | ZUESTA | heat_generator | HeatPumpHPLib | minimum_running_time_in_seconds | 14400
2026-07-31 12:42:32 UTC | hp03_09_CH_ZUESTA | hp03 | 09_CH | ZUESTA | heat_generator | HeatPumpHPLib | minimum_idle_time_in_seconds | 900
2026-07-31 12:42:32 UTC | hp03_09_CH_ZUESTA | hp03 | 09_CH | ZUESTA | heat_generator | HeatPumpHPLib | group_id | 1
2026-07-31 12:42:32 UTC | hp03_09_CH_ZUESTA | hp03 | 09_CH | ZUESTA | component | HeatGeneratorTotalThermalPower | building_name | BUI1
2026-07-31 12:42:32 UTC | hp03_09_CH_ZUESTA | hp03 | 09_CH | ZUESTA | component | HeatGeneratorTotalThermalPower | name | HeatGeneratorTotalThermalPower
2026-07-31 12:42:32 UTC | hp03_09_CH_ZUESTA | hp03 | 09_CH | ZUESTA | component | HeatGeneratorTotalThermalPower | loadtype | LoadTypes.ANY
2026-07-31 12:42:32 UTC | hp03_09_CH_ZUESTA | hp03 | 09_CH | ZUESTA | component | HeatGeneratorTotalThermalPower | unit | Units.WATT
2026-07-31 12:42:32 UTC | hp03_09_CH_ZUESTA | hp03 | 09_CH | ZUESTA | component | HeatGeneratorPlantDhwThermalPower | building_name | BUI1
2026-07-31 12:42:32 UTC | hp03_09_CH_ZUESTA | hp03 | 09_CH | ZUESTA | component | HeatGeneratorPlantDhwThermalPower | name | HeatGeneratorPlantDhwThermalPower
2026-07-31 12:42:32 UTC | hp03_09_CH_ZUESTA | hp03 | 09_CH | ZUESTA | component | HeatGeneratorPlantDhwThermalPower | loadtype | LoadTypes.ANY
2026-07-31 12:42:32 UTC | hp03_09_CH_ZUESTA | hp03 | 09_CH | ZUESTA | component | HeatGeneratorPlantDhwThermalPower | unit | Units.WATT
2026-07-31 12:42:32 UTC | hp03_09_CH_ZUESTA | hp03 | 09_CH | ZUESTA | component | SolarDhwThermalPower | building_name | BUI1
2026-07-31 12:42:32 UTC | hp03_09_CH_ZUESTA | hp03 | 09_CH | ZUESTA | component | SolarDhwThermalPower | name | SolarDhwThermalPower
2026-07-31 12:42:32 UTC | hp03_09_CH_ZUESTA | hp03 | 09_CH | ZUESTA | component | SolarDhwThermalPower | value_watt
2026-07-31 12:42:32 UTC | hp03_09_CH_ZUESTA | hp03 | 09_CH | ZUESTA | component | SolarDhwThermalPower | loadtype | LoadTypes.ANY
2026-07-31 12:42:32 UTC | hp03_09_CH_ZUESTA | hp03 | 09_CH | ZUESTA | component | SolarDhwThermalPower | unit | Units.WATT
2026-07-31 12:42:32 UTC | hp03_09_CH_ZUESTA | hp03 | 09_CH | ZUESTA | component | FlexibilityPotential | building_name | BUI1
2026-07-31 12:42:32 UTC | hp03_09_CH_ZUESTA | hp03 | 09_CH | ZUESTA | component | FlexibilityPotential | name | FlexibilityPotential
2026-07-31 12:42:32 UTC | hp03_09_CH_ZUESTA | hp03 | 09_CH | ZUESTA | component | FlexibilityPotential | fallback_heating_cop | 1
2026-07-31 12:42:32 UTC | hp03_09_CH_ZUESTA | hp03 | 09_CH | ZUESTA | component | FlexibilityPotential | fallback_cooling_eer
2026-07-31 12:42:32 UTC | hp04_01_CH_ZUESTA | hp04 | 01_CH | ZUESTA | simulation | SimulationParameters | year | 2050
2026-07-31 12:42:32 UTC | hp04_01_CH_ZUESTA | hp04 | 01_CH | ZUESTA | simulation | SimulationParameters | seconds_per_timestep | 9 | s
2026-07-31 12:42:32 UTC | hp04_01_CH_ZUESTA | hp04 | 01_CH | ZUESTA | simulation | SimulationParameters | country | CH
2026-07-31 12:42:32 UTC | hp04_01_CH_ZUESTA | hp04 | 01_CH | ZUESTA | cli | cli_overrides | ARCH | 01_CH
2026-07-31 12:42:32 UTC | hp04_01_CH_ZUESTA | hp04 | 01_CH | ZUESTA | cli | cli_overrides | WEATHER | ZUESTA
2026-07-31 12:42:32 UTC | hp04_01_CH_ZUESTA | hp04 | 01_CH | ZUESTA | cli | cli_overrides | TIME_HORIZON | future
2026-07-31 12:42:32 UTC | hp04_01_CH_ZUESTA | hp04 | 01_CH | ZUESTA | cli | cli_overrides | SCENARIO | none
2026-07-31 12:42:32 UTC | hp04_01_CH_ZUESTA | hp04 | 01_CH | ZUESTA | cli | cli_overrides | OCC | SIA2024
2026-07-31 12:42:32 UTC | hp04_01_CH_ZUESTA | hp04 | 01_CH | ZUESTA | cli | cli_overrides | HEATGEN_SIZING | IDEAL_LOOKUP
2026-07-31 12:42:32 UTC | hp04_01_CH_ZUESTA | hp04 | 01_CH | ZUESTA | cli | cli_overrides | HP_MODEL | Viessmann Werke GmbH & Co KG / Vitocal 250-A Compact AWMOF-251.A1.19-400-V001/V002
2026-07-31 12:42:32 UTC | hp04_01_CH_ZUESTA | hp04 | 01_CH | ZUESTA | cli | cli_overrides | HP_NOMINAL_POWER_W | 8600
2026-07-31 12:42:32 UTC | hp04_01_CH_ZUESTA | hp04 | 01_CH | ZUESTA | component | EvStoredEnergyWh_1 | building_name | BUI1
2026-07-31 12:42:32 UTC | hp04_01_CH_ZUESTA | hp04 | 01_CH | ZUESTA | component | EvStoredEnergyWh_1 | name | EvStoredEnergyWh_1
2026-07-31 12:42:32 UTC | hp04_01_CH_ZUESTA | hp04 | 01_CH | ZUESTA | component | EvStoredEnergyWh_1 | capacity_in_kwh | 3
2026-07-31 12:42:32 UTC | hp04_01_CH_ZUESTA | hp04 | 01_CH | ZUESTA | internal_loads | SIA2024Occupancy | conditioned_floor_area_in_m2 | 223
2026-07-31 12:42:32 UTC | hp04_01_CH_ZUESTA | hp04 | 01_CH | ZUESTA | internal_loads | SIA2024Occupancy | appliances_load_w_per_m2 | 1
2026-07-31 12:42:32 UTC | hp04_01_CH_ZUESTA | hp04 | 01_CH | ZUESTA | internal_loads | SIA2024Occupancy | lighting_load_w_per_m2 | 3
2026-07-31 12:42:32 UTC | hp04_01_CH_ZUESTA | hp04 | 01_CH | ZUESTA | internal_loads | SIA2024Occupancy | lighting_annual_full_load_hours | 846
2026-07-31 12:42:32 UTC | hp04_01_CH_ZUESTA | hp04 | 01_CH | ZUESTA | internal_loads | SIA2024Occupancy | appliances_yearly_utilization_per_month | 0.7995
2026-07-31 12:42:32 UTC | hp04_01_CH_ZUESTA | hp04 | 01_CH | ZUESTA | weather | Weather | source_path | C:\Users\het\HiSim\hisim\inputs\weather\custom_csv\Zurich\NABZUE_2060_RCP85_DRY.csv
2026-07-31 12:42:32 UTC | hp04_01_CH_ZUESTA | hp04 | 01_CH | ZUESTA | weather | Weather | location | Zurich
2026-07-31 12:42:32 UTC | hp04_01_CH_ZUESTA | hp04 | 01_CH | ZUESTA | weather | Weather | name | Weather
2026-07-31 12:42:32 UTC | hp04_01_CH_ZUESTA | hp04 | 01_CH | ZUESTA | pv | PVSystem | power_in_watt | 14333.9
2026-07-31 12:42:32 UTC | hp04_01_CH_ZUESTA | hp04 | 01_CH | ZUESTA | pv | PVSystem | tilt | 30
2026-07-31 12:42:32 UTC | hp04_01_CH_ZUESTA | hp04 | 01_CH | ZUESTA | pv | PVSystem | azimuth | 180
2026-07-31 12:42:32 UTC | hp04_01_CH_ZUESTA | hp04 | 01_CH | ZUESTA | pv | PVSystem | location | ZUESTA
2026-07-31 12:42:32 UTC | hp04_01_CH_ZUESTA | hp04 | 01_CH | ZUESTA | component | ElectricityMeter | building_name | BUI1
2026-07-31 12:42:32 UTC | hp04_01_CH_ZUESTA | hp04 | 01_CH | ZUESTA | component | ElectricityMeter | name | ElectricityMeter
2026-07-31 12:42:32 UTC | hp04_01_CH_ZUESTA | hp04 | 01_CH | ZUESTA | component | L2EMSElectricityController | building_name | BUI1
2026-07-31 12:42:32 UTC | hp04_01_CH_ZUESTA | hp04 | 01_CH | ZUESTA | component | L2EMSElectricityController | name | L2EMSElectricityController
2026-07-31 12:42:32 UTC | hp04_01_CH_ZUESTA | hp04 | 01_CH | ZUESTA | component | L2EMSElectricityController | strategy | optimize_own_consumption
2026-07-31 12:42:32 UTC | hp04_01_CH_ZUESTA | hp04 | 01_CH | ZUESTA | component | L2EMSElectricityController | limit_to_shave | 0
2026-07-31 12:42:32 UTC | hp04_01_CH_ZUESTA | hp04 | 01_CH | ZUESTA | component | L2EMSElectricityController | building_indoor_temperature_offset_value | 2
2026-07-31 12:42:32 UTC | hp04_01_CH_ZUESTA | hp04 | 01_CH | ZUESTA | component | L2EMSElectricityController | domestic_hot_water_storage_temperature_offset_value | 10
2026-07-31 12:42:32 UTC | hp04_01_CH_ZUESTA | hp04 | 01_CH | ZUESTA | component | L2EMSElectricityController | space_heating_water_storage_temperature_offset_value | 10
2026-07-31 12:42:32 UTC | hp04_01_CH_ZUESTA | hp04 | 01_CH | ZUESTA | building | Building | building_name | 0_1918
2026-07-31 12:42:32 UTC | hp04_01_CH_ZUESTA | hp04 | 01_CH | ZUESTA | building | Building | building_code | AT.N.SFH.01.Gen.ReEx.001.002
2026-07-31 12:42:32 UTC | hp04_01_CH_ZUESTA | hp04 | 01_CH | ZUESTA | building | Building | building_heat_capacity_class | heavy
2026-07-31 12:42:32 UTC | hp04_01_CH_ZUESTA | hp04 | 01_CH | ZUESTA | building | Building | absolute_conditioned_floor_area_in_m2 | 223
2026-07-31 12:42:32 UTC | hp04_01_CH_ZUESTA | hp04 | 01_CH | ZUESTA | building | Building | heating_reference_temperature_in_celsius | -8
2026-07-31 12:42:32 UTC | hp04_01_CH_ZUESTA | hp04 | 01_CH | ZUESTA | building | Building | floor_u_value_in_watt_per_m2_per_kelvin | 0.9
2026-07-31 12:42:32 UTC | hp04_01_CH_ZUESTA | hp04 | 01_CH | ZUESTA | building | Building | floor_area_in_m2 | 95.9
2026-07-31 12:42:32 UTC | hp04_01_CH_ZUESTA | hp04 | 01_CH | ZUESTA | building | Building | facade_u_value_in_watt_per_m2_per_kelvin | 0.81
2026-07-31 12:42:32 UTC | hp04_01_CH_ZUESTA | hp04 | 01_CH | ZUESTA | building | Building | facade_area_in_m2 | 173.6
2026-07-31 12:42:32 UTC | hp04_01_CH_ZUESTA | hp04 | 01_CH | ZUESTA | building | Building | roof_u_value_in_watt_per_m2_per_kelvin | 0.46
2026-07-31 12:42:32 UTC | hp04_01_CH_ZUESTA | hp04 | 01_CH | ZUESTA | building | Building | roof_area_in_m2 | 108.7
2026-07-31 12:42:32 UTC | hp04_01_CH_ZUESTA | hp04 | 01_CH | ZUESTA | building | Building | window_u_value_in_watt_per_m2_per_kelvin | 2
2026-07-31 12:42:32 UTC | hp04_01_CH_ZUESTA | hp04 | 01_CH | ZUESTA | building | Building | window_area_in_m2 | 33.1
2026-07-31 12:42:32 UTC | hp04_01_CH_ZUESTA | hp04 | 01_CH | ZUESTA | building | Building | door_u_value_in_watt_per_m2_per_kelvin
2026-07-31 12:42:32 UTC | hp04_01_CH_ZUESTA | hp04 | 01_CH | ZUESTA | building | Building | door_area_in_m2
2026-07-31 12:42:32 UTC | hp04_01_CH_ZUESTA | hp04 | 01_CH | ZUESTA | building | Building | set_heating_temperature_in_celsius | 20.5
2026-07-31 12:42:32 UTC | hp04_01_CH_ZUESTA | hp04 | 01_CH | ZUESTA | building | Building | set_cooling_temperature_in_celsius | 25
2026-07-31 12:42:32 UTC | hp04_01_CH_ZUESTA | hp04 | 01_CH | ZUESTA | building | Building | natural_ventilation_m3_per_h_per_person | 29
2026-07-31 12:42:32 UTC | hp04_01_CH_ZUESTA | hp04 | 01_CH | ZUESTA | building | Building | sia_natural_ventilation_m3_per_h_per_m2 | 0.6
2026-07-31 12:42:32 UTC | hp04_01_CH_ZUESTA | hp04 | 01_CH | ZUESTA | building | Building | swiss_infiltration_rate_per_h | 0.3
2026-07-31 12:42:32 UTC | hp04_01_CH_ZUESTA | hp04 | 01_CH | ZUESTA | building | Building | heating_demand_mode | iso13790
2026-07-31 12:42:32 UTC | hp04_01_CH_ZUESTA | hp04 | 01_CH | ZUESTA | building | Building | operative_heating_proportional_band_in_celsius | 1
2026-07-31 12:42:32 UTC | hp04_01_CH_ZUESTA | hp04 | 01_CH | ZUESTA | building | Building | operative_heating_proportional_gain | 1
2026-07-31 12:42:32 UTC | hp04_01_CH_ZUESTA | hp04 | 01_CH | ZUESTA | building | Building | control_comfort_lower_bound_shift_in_celsius
2026-07-31 12:42:32 UTC | hp04_01_CH_ZUESTA | hp04 | 01_CH | ZUESTA | building | Building | comfort_aware_seasonal_heating_gate | true
2026-07-31 12:42:32 UTC | hp04_01_CH_ZUESTA | hp04 | 01_CH | ZUESTA | component | StrictComfortDemandController | building_name | BUI1
2026-07-31 12:42:32 UTC | hp04_01_CH_ZUESTA | hp04 | 01_CH | ZUESTA | component | StrictComfortDemandController | name | StrictComfortDemandController
2026-07-31 12:42:32 UTC | hp04_01_CH_ZUESTA | hp04 | 01_CH | ZUESTA | component | StrictComfortDemandController | temperature_air_heating_in_celsius | 20.5
2026-07-31 12:42:32 UTC | hp04_01_CH_ZUESTA | hp04 | 01_CH | ZUESTA | component | StrictComfortDemandController | temperature_air_cooling_in_celsius | 24
2026-07-31 12:42:32 UTC | hp04_01_CH_ZUESTA | hp04 | 01_CH | ZUESTA | component | StrictComfortDemandController | offset | 0.5
2026-07-31 12:42:32 UTC | hp04_01_CH_ZUESTA | hp04 | 01_CH | ZUESTA | component | StrictComfortDemandController | mode | 2
2026-07-31 12:42:32 UTC | hp04_01_CH_ZUESTA | hp04 | 01_CH | ZUESTA | component | StrictComfortDemandController | use_adaptive_comfort_band | true
2026-07-31 12:42:32 UTC | hp04_01_CH_ZUESTA | hp04 | 01_CH | ZUESTA | component | StrictComfortDemandController | control_strategy | strict_comfort_band_v1
2026-07-31 12:42:32 UTC | hp04_01_CH_ZUESTA | hp04 | 01_CH | ZUESTA | component | StrictComfortDemandController | comfort_band_inner_offset_in_celsius | 0.5
2026-07-31 12:42:32 UTC | hp04_01_CH_ZUESTA | hp04 | 01_CH | ZUESTA | component | StrictComfortDemandController | comfort_band_inner_offset_lower_in_celsius | 1
2026-07-31 12:42:32 UTC | hp04_01_CH_ZUESTA | hp04 | 01_CH | ZUESTA | component | StrictComfortDemandController | comfort_band_inner_offset_upper_in_celsius | 0.5
2026-07-31 12:42:32 UTC | hp04_01_CH_ZUESTA | hp04 | 01_CH | ZUESTA | component | StrictComfortDemandController | heating_disabled_above_running_mean_outdoor_temperature_in_celsius | 18
2026-07-31 12:42:32 UTC | hp04_01_CH_ZUESTA | hp04 | 01_CH | ZUESTA | component | StrictComfortDemandController | cooling_enabled_above_running_mean_outdoor_temperature_in_celsius | 22
2026-07-31 12:42:32 UTC | hp04_01_CH_ZUESTA | hp04 | 01_CH | ZUESTA | component | ComfortBandHeatingDemand | building_name | BUI1
2026-07-31 12:42:32 UTC | hp04_01_CH_ZUESTA | hp04 | 01_CH | ZUESTA | component | ComfortBandHeatingDemand | name | ComfortBandHeatingDemand
2026-07-31 12:42:32 UTC | hp04_01_CH_ZUESTA | hp04 | 01_CH | ZUESTA | component | ComfortBandHeatingDemand | max_heating_power_in_watt | 12075
2026-07-31 12:42:32 UTC | hp04_01_CH_ZUESTA | hp04 | 01_CH | ZUESTA | component | ComfortBandHeatingDemand | proportional_gain_in_watt_per_kelvin | 24150
2026-07-31 12:42:32 UTC | hp04_01_CH_ZUESTA | hp04 | 01_CH | ZUESTA | component | StrictComfortSetpointModifier | building_name | BUI1
2026-07-31 12:42:32 UTC | hp04_01_CH_ZUESTA | hp04 | 01_CH | ZUESTA | component | StrictComfortSetpointModifier | name | StrictComfortSetpointModifier
2026-07-31 12:42:32 UTC | hp04_01_CH_ZUESTA | hp04 | 01_CH | ZUESTA | component | StrictComfortSetpointModifier | base_heating_setpoint_in_celsius | 20.5
2026-07-31 12:42:32 UTC | hp04_01_CH_ZUESTA | hp04 | 01_CH | ZUESTA | component | StrictComfortSetpointModifier | recovery_gain | 5
2026-07-31 12:42:32 UTC | hp04_01_CH_ZUESTA | hp04 | 01_CH | ZUESTA | component | StrictComfortSetpointModifier | max_recovery_boost_in_celsius | 5
2026-07-31 12:42:32 UTC | hp04_01_CH_ZUESTA | hp04 | 01_CH | ZUESTA | component | StrictComfortSetpointModifier | clamp_min_modifier_in_celsius
2026-07-31 12:42:32 UTC | hp04_01_CH_ZUESTA | hp04 | 01_CH | ZUESTA | component | StrictComfortSetpointModifier | clamp_max_modifier_in_celsius | 15
2026-07-31 12:42:32 UTC | hp04_01_CH_ZUESTA | hp04 | 01_CH | ZUESTA | component | TotalThermalBuildingDemand | building_name | BUI1
2026-07-31 12:42:32 UTC | hp04_01_CH_ZUESTA | hp04 | 01_CH | ZUESTA | component | TotalThermalBuildingDemand | name | TotalThermalBuildingDemand
2026-07-31 12:42:32 UTC | hp04_01_CH_ZUESTA | hp04 | 01_CH | ZUESTA | component | TotalThermalBuildingDemand | loadtype | LoadTypes.ANY
2026-07-31 12:42:32 UTC | hp04_01_CH_ZUESTA | hp04 | 01_CH | ZUESTA | component | TotalThermalBuildingDemand | unit | Units.WATT
2026-07-31 12:42:32 UTC | hp04_01_CH_ZUESTA | hp04 | 01_CH | ZUESTA | component | HeatDistributionController | building_name | BUI1
2026-07-31 12:42:32 UTC | hp04_01_CH_ZUESTA | hp04 | 01_CH | ZUESTA | component | HeatDistributionController | name | HeatDistributionController
2026-07-31 12:42:32 UTC | hp04_01_CH_ZUESTA | hp04 | 01_CH | ZUESTA | component | HeatDistributionController | heating_system | HeatDistributionSystemType.FLOORHEATING
2026-07-31 12:42:32 UTC | hp04_01_CH_ZUESTA | hp04 | 01_CH | ZUESTA | component | HeatDistributionController | set_heating_threshold_outside_temperature_in_celsius | 16
2026-07-31 12:42:32 UTC | hp04_01_CH_ZUESTA | hp04 | 01_CH | ZUESTA | component | HeatDistributionController | heating_reference_temperature_in_celsius | -8
2026-07-31 12:42:32 UTC | hp04_01_CH_ZUESTA | hp04 | 01_CH | ZUESTA | component | HeatDistributionController | set_heating_temperature_for_building_in_celsius | 20.5
2026-07-31 12:42:32 UTC | hp04_01_CH_ZUESTA | hp04 | 01_CH | ZUESTA | component | HeatDistributionController | set_cooling_temperature_for_building_in_celsius | 25
2026-07-31 12:42:32 UTC | hp04_01_CH_ZUESTA | hp04 | 01_CH | ZUESTA | component | HeatDistributionController | heating_load_of_building_in_watt | 12075
2026-07-31 12:42:32 UTC | hp04_01_CH_ZUESTA | hp04 | 01_CH | ZUESTA | heat_distribution | HeatDistributionSystem | absolute_conditioned_floor_area_in_m2 | 223
2026-07-31 12:42:32 UTC | hp04_01_CH_ZUESTA | hp04 | 01_CH | ZUESTA | thermal_storage | SimpleHotWaterStorage | volume_heating_water_storage_in_liter | 603.8
2026-07-31 12:42:32 UTC | hp04_01_CH_ZUESTA | hp04 | 01_CH | ZUESTA | component | BufferRemainingCapacity60C | building_name | BUI1
2026-07-31 12:42:32 UTC | hp04_01_CH_ZUESTA | hp04 | 01_CH | ZUESTA | component | BufferRemainingCapacity60C | name | BufferRemainingCapacity60C
2026-07-31 12:42:32 UTC | hp04_01_CH_ZUESTA | hp04 | 01_CH | ZUESTA | component | BufferRemainingCapacity60C | volume_heating_water_storage_in_liter | 603.8
2026-07-31 12:42:32 UTC | hp04_01_CH_ZUESTA | hp04 | 01_CH | ZUESTA | component | BufferRemainingCapacity60C | max_temperature_in_celsius | 6
2026-07-31 12:42:32 UTC | hp04_01_CH_ZUESTA | hp04 | 01_CH | ZUESTA | component | BufferRemainingCapacity60C | water_density_kg_per_liter | 0.992
2026-07-31 12:42:32 UTC | hp04_01_CH_ZUESTA | hp04 | 01_CH | ZUESTA | component | BufferRemainingCapacity60C | water_specific_heat_capacity_j_per_kg_per_k | 4180
2026-07-31 12:42:32 UTC | hp04_01_CH_ZUESTA | hp04 | 01_CH | ZUESTA | component | HeatPumpControllerSH | building_name | BUI1
2026-07-31 12:42:32 UTC | hp04_01_CH_ZUESTA | hp04 | 01_CH | ZUESTA | component | HeatPumpControllerSH | name | HeatPumpControllerSH
2026-07-31 12:42:32 UTC | hp04_01_CH_ZUESTA | hp04 | 01_CH | ZUESTA | component | HeatPumpControllerSH | mode | 2
2026-07-31 12:42:32 UTC | hp04_01_CH_ZUESTA | hp04 | 01_CH | ZUESTA | component | HeatPumpControllerSH | set_heating_threshold_outside_temperature_in_celsius | 16
2026-07-31 12:42:32 UTC | hp04_01_CH_ZUESTA | hp04 | 01_CH | ZUESTA | component | HeatPumpControllerSH | set_cooling_threshold_outside_temperature_in_celsius | 22
2026-07-31 12:42:32 UTC | hp04_01_CH_ZUESTA | hp04 | 01_CH | ZUESTA | component | HeatPumpControllerSH | upper_temperature_offset_for_state_conditions_in_celsius | 1
2026-07-31 12:42:32 UTC | hp04_01_CH_ZUESTA | hp04 | 01_CH | ZUESTA | component | HeatPumpControllerSH | lower_temperature_offset_for_state_conditions_in_celsius | 1
2026-07-31 12:42:32 UTC | hp04_01_CH_ZUESTA | hp04 | 01_CH | ZUESTA | component | HeatPumpControllerSH | heat_distribution_system_type | HeatDistributionSystemType.FLOORHEATING
2026-07-31 12:42:32 UTC | hp04_01_CH_ZUESTA | hp04 | 01_CH | ZUESTA | component | HeatPumpControllerDHW | building_name | BUI1
2026-07-31 12:42:32 UTC | hp04_01_CH_ZUESTA | hp04 | 01_CH | ZUESTA | component | HeatPumpControllerDHW | name | HeatPumpControllerDHW
2026-07-31 12:42:32 UTC | hp04_01_CH_ZUESTA | hp04 | 01_CH | ZUESTA | component | HeatPumpControllerDHW | t_min_dhw_storage_in_celsius | 4
2026-07-31 12:42:32 UTC | hp04_01_CH_ZUESTA | hp04 | 01_CH | ZUESTA | component | HeatPumpControllerDHW | t_max_dhw_storage_in_celsius | 6
2026-07-31 12:42:32 UTC | hp04_01_CH_ZUESTA | hp04 | 01_CH | ZUESTA | component | HeatPumpControllerDHW | thermalpower_dhw_is_constant | false
2026-07-31 12:42:32 UTC | hp04_01_CH_ZUESTA | hp04 | 01_CH | ZUESTA | component | HeatPumpControllerDHW | p_th_max_dhw_in_watt | 5000
2026-07-31 12:42:32 UTC | hp04_01_CH_ZUESTA | hp04 | 01_CH | ZUESTA | heat_generator | HeatPumpHPLib | set_thermal_output_power_in_watt | 8600
2026-07-31 12:42:32 UTC | hp04_01_CH_ZUESTA | hp04 | 01_CH | ZUESTA | heat_generator | HeatPumpHPLib | flow_temperature_in_celsius | 35
2026-07-31 12:42:32 UTC | hp04_01_CH_ZUESTA | hp04 | 01_CH | ZUESTA | heat_generator | HeatPumpHPLib | heating_reference_temperature_in_celsius | -7
2026-07-31 12:42:32 UTC | hp04_01_CH_ZUESTA | hp04 | 01_CH | ZUESTA | heat_generator | HeatPumpHPLib | with_domestic_hot_water_preparation | true
2026-07-31 12:42:32 UTC | hp04_01_CH_ZUESTA | hp04 | 01_CH | ZUESTA | heat_generator | HeatPumpHPLib | minimum_running_time_in_seconds | 14400
2026-07-31 12:42:32 UTC | hp04_01_CH_ZUESTA | hp04 | 01_CH | ZUESTA | heat_generator | HeatPumpHPLib | minimum_idle_time_in_seconds | 900
2026-07-31 12:42:32 UTC | hp04_01_CH_ZUESTA | hp04 | 01_CH | ZUESTA | heat_generator | HeatPumpHPLib | group_id | 1
2026-07-31 12:42:32 UTC | hp04_01_CH_ZUESTA | hp04 | 01_CH | ZUESTA | component | HeatGeneratorTotalThermalPower | building_name | BUI1
2026-07-31 12:42:32 UTC | hp04_01_CH_ZUESTA | hp04 | 01_CH | ZUESTA | component | HeatGeneratorTotalThermalPower | name | HeatGeneratorTotalThermalPower
2026-07-31 12:42:32 UTC | hp04_01_CH_ZUESTA | hp04 | 01_CH | ZUESTA | component | HeatGeneratorTotalThermalPower | loadtype | LoadTypes.ANY
2026-07-31 12:42:32 UTC | hp04_01_CH_ZUESTA | hp04 | 01_CH | ZUESTA | component | HeatGeneratorTotalThermalPower | unit | Units.WATT
2026-07-31 12:42:32 UTC | hp04_01_CH_ZUESTA | hp04 | 01_CH | ZUESTA | component | HeatGeneratorPlantDhwThermalPower | building_name | BUI1
2026-07-31 12:42:32 UTC | hp04_01_CH_ZUESTA | hp04 | 01_CH | ZUESTA | component | HeatGeneratorPlantDhwThermalPower | name | HeatGeneratorPlantDhwThermalPower
2026-07-31 12:42:32 UTC | hp04_01_CH_ZUESTA | hp04 | 01_CH | ZUESTA | component | HeatGeneratorPlantDhwThermalPower | loadtype | LoadTypes.ANY
2026-07-31 12:42:32 UTC | hp04_01_CH_ZUESTA | hp04 | 01_CH | ZUESTA | component | HeatGeneratorPlantDhwThermalPower | unit | Units.WATT
2026-07-31 12:42:32 UTC | hp04_01_CH_ZUESTA | hp04 | 01_CH | ZUESTA | component | SolarDhwThermalPower | building_name | BUI1
2026-07-31 12:42:32 UTC | hp04_01_CH_ZUESTA | hp04 | 01_CH | ZUESTA | component | SolarDhwThermalPower | name | SolarDhwThermalPower
2026-07-31 12:42:32 UTC | hp04_01_CH_ZUESTA | hp04 | 01_CH | ZUESTA | component | SolarDhwThermalPower | value_watt
2026-07-31 12:42:32 UTC | hp04_01_CH_ZUESTA | hp04 | 01_CH | ZUESTA | component | SolarDhwThermalPower | loadtype | LoadTypes.ANY
2026-07-31 12:42:32 UTC | hp04_01_CH_ZUESTA | hp04 | 01_CH | ZUESTA | component | SolarDhwThermalPower | unit | Units.WATT
2026-07-31 12:42:32 UTC | hp04_01_CH_ZUESTA | hp04 | 01_CH | ZUESTA | component | FlexibilityPotential | building_name | BUI1
2026-07-31 12:42:32 UTC | hp04_01_CH_ZUESTA | hp04 | 01_CH | ZUESTA | component | FlexibilityPotential | name | FlexibilityPotential
2026-07-31 12:42:32 UTC | hp04_01_CH_ZUESTA | hp04 | 01_CH | ZUESTA | component | FlexibilityPotential | fallback_heating_cop | 1
2026-07-31 12:42:32 UTC | hp04_01_CH_ZUESTA | hp04 | 01_CH | ZUESTA | component | FlexibilityPotential | fallback_cooling_eer
2026-07-31 12:42:32 UTC | hp04_01_CH_ZUESTA | hp04 | 01_CH | ZUESTA | component | BatteryStoredEnergyWh | building_name | BUI1
2026-07-31 12:42:32 UTC | hp04_01_CH_ZUESTA | hp04 | 01_CH | ZUESTA | component | BatteryStoredEnergyWh | name | BatteryStoredEnergyWh
2026-07-31 12:42:32 UTC | hp04_01_CH_ZUESTA | hp04 | 01_CH | ZUESTA | component | BatteryStoredEnergyWh | capacity_in_kwh | 14.33
2026-07-31 12:42:32 UTC | hp04_01_CH_ZUESTA | hp04 | 01_CH | ZUESTA | component | EvStoredEnergyWhSum | building_name | BUI1
2026-07-31 12:42:32 UTC | hp04_01_CH_ZUESTA | hp04 | 01_CH | ZUESTA | component | EvStoredEnergyWhSum | name | EvStoredEnergyWhSum
2026-07-31 12:42:32 UTC | hp04_01_CH_ZUESTA | hp04 | 01_CH | ZUESTA | component | EvStoredEnergyWhSum | loadtype | LoadTypes.ELECTRICITY
2026-07-31 12:42:32 UTC | hp04_01_CH_ZUESTA | hp04 | 01_CH | ZUESTA | component | EvStoredEnergyWhSum | unit | Units.WATT_HOUR
2026-07-31 12:42:32 UTC | hp04_01_CH_ZUESTA | hp04 | 01_CH | ZUESTA | component | Car_2_22kW_Charging_Power_avg_Speed_30_kmh_1 | building_name | BUI1
2026-07-31 12:42:32 UTC | hp04_01_CH_ZUESTA | hp04 | 01_CH | ZUESTA | component | Car_2_22kW_Charging_Power_avg_Speed_30_kmh_1 | name | Car_2_22kW_Charging_Power_avg_Speed_30_kmh_1
2026-07-31 12:42:32 UTC | hp04_01_CH_ZUESTA | hp04 | 01_CH | ZUESTA | component | Car_2_22kW_Charging_Power_avg_Speed_30_kmh_1 | source_weight | 1
2026-07-31 12:42:32 UTC | hp04_01_CH_ZUESTA | hp04 | 01_CH | ZUESTA | component | Car_2_22kW_Charging_Power_avg_Speed_30_kmh_1 | fuel | LoadTypes.ELECTRICITY
2026-07-31 12:42:32 UTC | hp04_01_CH_ZUESTA | hp04 | 01_CH | ZUESTA | component | Car_2_22kW_Charging_Power_avg_Speed_30_kmh_1 | consumption_per_km | 0.15
2026-07-31 12:42:32 UTC | hp04_01_CH_ZUESTA | hp04 | 01_CH | ZUESTA | component | Car_2_22kW_Charging_Power_avg_Speed_30_kmh_1 | device_co2_footprint_in_kg | 8899.4
2026-07-31 12:42:32 UTC | hp04_01_CH_ZUESTA | hp04 | 01_CH | ZUESTA | component | Car_2_22kW_Charging_Power_avg_Speed_30_kmh_1 | investment_costs_in_euro | 44498
2026-07-31 12:42:32 UTC | hp04_01_CH_ZUESTA | hp04 | 01_CH | ZUESTA | component | Car_2_22kW_Charging_Power_avg_Speed_30_kmh_1 | lifetime_in_years | 18
2026-07-31 12:42:32 UTC | hp04_01_CH_ZUESTA | hp04 | 01_CH | ZUESTA | component | Car_2_22kW_Charging_Power_avg_Speed_30_kmh_1 | maintenance_costs_in_euro_per_year | 89
2026-07-31 12:42:32 UTC | hp04_01_CH_ZUESTA | hp04 | 01_CH | ZUESTA | component | CarBattery_1 | building_name | BUI1
2026-07-31 12:42:32 UTC | hp04_01_CH_ZUESTA | hp04 | 01_CH | ZUESTA | component | CarBattery_1 | name | CarBattery_1
2026-07-31 12:42:32 UTC | hp04_01_CH_ZUESTA | hp04 | 01_CH | ZUESTA | component | CarBattery_1 | source_weight | 4
2026-07-31 12:42:32 UTC | hp04_01_CH_ZUESTA | hp04 | 01_CH | ZUESTA | component | CarBattery_1 | system_id | SG1
2026-07-31 12:42:32 UTC | hp04_01_CH_ZUESTA | hp04 | 01_CH | ZUESTA | component | CarBattery_1 | p_inv_custom | 10000
2026-07-31 12:42:32 UTC | hp04_01_CH_ZUESTA | hp04 | 01_CH | ZUESTA | component | CarBattery_1 | e_bat_custom | 30
2026-07-31 12:42:32 UTC | hp04_01_CH_ZUESTA | hp04 | 01_CH | ZUESTA | component | CarBattery_1 | charge | 0
2026-07-31 12:42:32 UTC | hp04_01_CH_ZUESTA | hp04 | 01_CH | ZUESTA | component | CarBattery_1 | discharge | 0
2026-07-31 12:42:32 UTC | hp04_01_CH_ZUESTA | hp04 | 01_CH | ZUESTA | component | L1EVChargeControl_1 | building_name | BUI1
2026-07-31 12:42:32 UTC | hp04_01_CH_ZUESTA | hp04 | 01_CH | ZUESTA | component | L1EVChargeControl_1 | name | L1EVChargeControl_1
2026-07-31 12:42:32 UTC | hp04_01_CH_ZUESTA | hp04 | 01_CH | ZUESTA | component | L1EVChargeControl_1 | source_weight | 4
2026-07-31 12:42:32 UTC | hp04_01_CH_ZUESTA | hp04 | 01_CH | ZUESTA | component | L1EVChargeControl_1 | battery_set | 0.8
2026-07-31 12:42:32 UTC | hp04_01_CH_ZUESTA | hp04 | 01_CH | ZUESTA | component | L1EVChargeControl_1 | lower_threshold_charging_power | 37
2026-07-31 12:42:32 UTC | hp04_01_CH_ZUESTA | hp04 | 01_CH | ZUESTA | component | L1EVChargeControl_1 | device_co2_footprint_in_kg | 100
2026-07-31 12:42:32 UTC | hp04_01_CH_ZUESTA | hp04 | 01_CH | ZUESTA | component | L1EVChargeControl_1 | investment_costs_in_euro | 1000
2026-07-31 12:42:32 UTC | hp04_01_CH_ZUESTA | hp04 | 01_CH | ZUESTA | component | L1EVChargeControl_1 | lifetime_in_years | 10
2026-07-31 12:42:32 UTC | hp04_01_CH_ZUESTA | hp04 | 01_CH | ZUESTA | component | L1EVChargeControl_1 | maintenance_costs_in_euro_per_year | 5
2026-07-31 12:42:32 UTC | hp04_02_CH_ZUESTA | hp04 | 02_CH | ZUESTA | simulation | SimulationParameters | year | 2050
2026-07-31 12:42:32 UTC | hp04_02_CH_ZUESTA | hp04 | 02_CH | ZUESTA | simulation | SimulationParameters | seconds_per_timestep | 9 | s
2026-07-31 12:42:32 UTC | hp04_02_CH_ZUESTA | hp04 | 02_CH | ZUESTA | simulation | SimulationParameters | country | CH
2026-07-31 12:42:32 UTC | hp04_02_CH_ZUESTA | hp04 | 02_CH | ZUESTA | cli | cli_overrides | ARCH | 02_CH
2026-07-31 12:42:32 UTC | hp04_02_CH_ZUESTA | hp04 | 02_CH | ZUESTA | cli | cli_overrides | WEATHER | ZUESTA
2026-07-31 12:42:32 UTC | hp04_02_CH_ZUESTA | hp04 | 02_CH | ZUESTA | cli | cli_overrides | TIME_HORIZON | future
2026-07-31 12:42:32 UTC | hp04_02_CH_ZUESTA | hp04 | 02_CH | ZUESTA | cli | cli_overrides | SCENARIO | none
2026-07-31 12:42:32 UTC | hp04_02_CH_ZUESTA | hp04 | 02_CH | ZUESTA | cli | cli_overrides | OCC | SIA2024
2026-07-31 12:42:32 UTC | hp04_02_CH_ZUESTA | hp04 | 02_CH | ZUESTA | cli | cli_overrides | HEATGEN_SIZING | IDEAL_LOOKUP
2026-07-31 12:42:32 UTC | hp04_02_CH_ZUESTA | hp04 | 02_CH | ZUESTA | cli | cli_overrides | HP_MODEL | Viessmann Werke GmbH & Co KG / Vitocal 250-A Compact AWMOF-251.A1.19-400-V001/V002
2026-07-31 12:42:32 UTC | hp04_02_CH_ZUESTA | hp04 | 02_CH | ZUESTA | cli | cli_overrides | HP_NOMINAL_POWER_W | 8600
2026-07-31 12:42:32 UTC | hp04_02_CH_ZUESTA | hp04 | 02_CH | ZUESTA | component | EvStoredEnergyWh_1 | building_name | BUI1
2026-07-31 12:42:32 UTC | hp04_02_CH_ZUESTA | hp04 | 02_CH | ZUESTA | component | EvStoredEnergyWh_1 | name | EvStoredEnergyWh_1
2026-07-31 12:42:32 UTC | hp04_02_CH_ZUESTA | hp04 | 02_CH | ZUESTA | component | EvStoredEnergyWh_1 | capacity_in_kwh | 3
2026-07-31 12:42:32 UTC | hp04_02_CH_ZUESTA | hp04 | 02_CH | ZUESTA | internal_loads | SIA2024Occupancy | conditioned_floor_area_in_m2 | 195
2026-07-31 12:42:32 UTC | hp04_02_CH_ZUESTA | hp04 | 02_CH | ZUESTA | internal_loads | SIA2024Occupancy | appliances_load_w_per_m2 | 1
2026-07-31 12:42:32 UTC | hp04_02_CH_ZUESTA | hp04 | 02_CH | ZUESTA | internal_loads | SIA2024Occupancy | lighting_load_w_per_m2 | 3
2026-07-31 12:42:32 UTC | hp04_02_CH_ZUESTA | hp04 | 02_CH | ZUESTA | internal_loads | SIA2024Occupancy | lighting_annual_full_load_hours | 846
2026-07-31 12:42:32 UTC | hp04_02_CH_ZUESTA | hp04 | 02_CH | ZUESTA | internal_loads | SIA2024Occupancy | appliances_yearly_utilization_per_month | 0.7995
2026-07-31 12:42:32 UTC | hp04_02_CH_ZUESTA | hp04 | 02_CH | ZUESTA | weather | Weather | source_path | C:\Users\het\HiSim\hisim\inputs\weather\custom_csv\Zurich\NABZUE_2060_RCP85_DRY.csv
2026-07-31 12:42:32 UTC | hp04_02_CH_ZUESTA | hp04 | 02_CH | ZUESTA | weather | Weather | location | Zurich
2026-07-31 12:42:32 UTC | hp04_02_CH_ZUESTA | hp04 | 02_CH | ZUESTA | weather | Weather | name | Weather
2026-07-31 12:42:32 UTC | hp04_02_CH_ZUESTA | hp04 | 02_CH | ZUESTA | pv | PVSystem | power_in_watt | 12659.2
2026-07-31 12:42:32 UTC | hp04_02_CH_ZUESTA | hp04 | 02_CH | ZUESTA | pv | PVSystem | tilt | 30
2026-07-31 12:42:32 UTC | hp04_02_CH_ZUESTA | hp04 | 02_CH | ZUESTA | pv | PVSystem | azimuth | 180
2026-07-31 12:42:32 UTC | hp04_02_CH_ZUESTA | hp04 | 02_CH | ZUESTA | pv | PVSystem | location | ZUESTA
2026-07-31 12:42:32 UTC | hp04_02_CH_ZUESTA | hp04 | 02_CH | ZUESTA | component | ElectricityMeter | building_name | BUI1
2026-07-31 12:42:32 UTC | hp04_02_CH_ZUESTA | hp04 | 02_CH | ZUESTA | component | ElectricityMeter | name | ElectricityMeter
2026-07-31 12:42:32 UTC | hp04_02_CH_ZUESTA | hp04 | 02_CH | ZUESTA | component | L2EMSElectricityController | building_name | BUI1
2026-07-31 12:42:32 UTC | hp04_02_CH_ZUESTA | hp04 | 02_CH | ZUESTA | component | L2EMSElectricityController | name | L2EMSElectricityController
2026-07-31 12:42:32 UTC | hp04_02_CH_ZUESTA | hp04 | 02_CH | ZUESTA | component | L2EMSElectricityController | strategy | optimize_own_consumption
2026-07-31 12:42:32 UTC | hp04_02_CH_ZUESTA | hp04 | 02_CH | ZUESTA | component | L2EMSElectricityController | limit_to_shave | 0
2026-07-31 12:42:32 UTC | hp04_02_CH_ZUESTA | hp04 | 02_CH | ZUESTA | component | L2EMSElectricityController | building_indoor_temperature_offset_value | 2
2026-07-31 12:42:32 UTC | hp04_02_CH_ZUESTA | hp04 | 02_CH | ZUESTA | component | L2EMSElectricityController | domestic_hot_water_storage_temperature_offset_value | 10
2026-07-31 12:42:32 UTC | hp04_02_CH_ZUESTA | hp04 | 02_CH | ZUESTA | component | L2EMSElectricityController | space_heating_water_storage_temperature_offset_value | 10
2026-07-31 12:42:32 UTC | hp04_02_CH_ZUESTA | hp04 | 02_CH | ZUESTA | building | Building | building_name | 1919_1945
2026-07-31 12:42:32 UTC | hp04_02_CH_ZUESTA | hp04 | 02_CH | ZUESTA | building | Building | building_code | AT.N.SFH.02.Gen.ReEx.001.002
2026-07-31 12:42:32 UTC | hp04_02_CH_ZUESTA | hp04 | 02_CH | ZUESTA | building | Building | building_heat_capacity_class | medium
2026-07-31 12:42:32 UTC | hp04_02_CH_ZUESTA | hp04 | 02_CH | ZUESTA | building | Building | absolute_conditioned_floor_area_in_m2 | 195
2026-07-31 12:42:32 UTC | hp04_02_CH_ZUESTA | hp04 | 02_CH | ZUESTA | building | Building | heating_reference_temperature_in_celsius | -8
2026-07-31 12:42:32 UTC | hp04_02_CH_ZUESTA | hp04 | 02_CH | ZUESTA | building | Building | floor_u_value_in_watt_per_m2_per_kelvin | 0.9
2026-07-31 12:42:32 UTC | hp04_02_CH_ZUESTA | hp04 | 02_CH | ZUESTA | building | Building | floor_area_in_m2 | 81.5
2026-07-31 12:42:32 UTC | hp04_02_CH_ZUESTA | hp04 | 02_CH | ZUESTA | building | Building | facade_u_value_in_watt_per_m2_per_kelvin | 0.9
2026-07-31 12:42:32 UTC | hp04_02_CH_ZUESTA | hp04 | 02_CH | ZUESTA | building | Building | facade_area_in_m2 | 183.5
2026-07-31 12:42:32 UTC | hp04_02_CH_ZUESTA | hp04 | 02_CH | ZUESTA | building | Building | roof_u_value_in_watt_per_m2_per_kelvin | 0.44
2026-07-31 12:42:32 UTC | hp04_02_CH_ZUESTA | hp04 | 02_CH | ZUESTA | building | Building | roof_area_in_m2 | 96
2026-07-31 12:42:32 UTC | hp04_02_CH_ZUESTA | hp04 | 02_CH | ZUESTA | building | Building | window_u_value_in_watt_per_m2_per_kelvin | 1.8
2026-07-31 12:42:32 UTC | hp04_02_CH_ZUESTA | hp04 | 02_CH | ZUESTA | building | Building | window_area_in_m2 | 31.2
2026-07-31 12:42:32 UTC | hp04_02_CH_ZUESTA | hp04 | 02_CH | ZUESTA | building | Building | door_u_value_in_watt_per_m2_per_kelvin
2026-07-31 12:42:32 UTC | hp04_02_CH_ZUESTA | hp04 | 02_CH | ZUESTA | building | Building | door_area_in_m2
2026-07-31 12:42:32 UTC | hp04_02_CH_ZUESTA | hp04 | 02_CH | ZUESTA | building | Building | set_heating_temperature_in_celsius | 20.5
2026-07-31 12:42:32 UTC | hp04_02_CH_ZUESTA | hp04 | 02_CH | ZUESTA | building | Building | set_cooling_temperature_in_celsius | 25
2026-07-31 12:42:32 UTC | hp04_02_CH_ZUESTA | hp04 | 02_CH | ZUESTA | building | Building | natural_ventilation_m3_per_h_per_person | 29
2026-07-31 12:42:32 UTC | hp04_02_CH_ZUESTA | hp04 | 02_CH | ZUESTA | building | Building | sia_natural_ventilation_m3_per_h_per_m2 | 0.6
2026-07-31 12:42:32 UTC | hp04_02_CH_ZUESTA | hp04 | 02_CH | ZUESTA | building | Building | swiss_infiltration_rate_per_h | 0.3
2026-07-31 12:42:32 UTC | hp04_02_CH_ZUESTA | hp04 | 02_CH | ZUESTA | building | Building | heating_demand_mode | iso13790
2026-07-31 12:42:32 UTC | hp04_02_CH_ZUESTA | hp04 | 02_CH | ZUESTA | building | Building | operative_heating_proportional_band_in_celsius | 1
2026-07-31 12:42:32 UTC | hp04_02_CH_ZUESTA | hp04 | 02_CH | ZUESTA | building | Building | operative_heating_proportional_gain | 1
2026-07-31 12:42:32 UTC | hp04_02_CH_ZUESTA | hp04 | 02_CH | ZUESTA | building | Building | control_comfort_lower_bound_shift_in_celsius
2026-07-31 12:42:32 UTC | hp04_02_CH_ZUESTA | hp04 | 02_CH | ZUESTA | building | Building | comfort_aware_seasonal_heating_gate | true
2026-07-31 12:42:32 UTC | hp04_02_CH_ZUESTA | hp04 | 02_CH | ZUESTA | component | StrictComfortDemandController | building_name | BUI1
2026-07-31 12:42:32 UTC | hp04_02_CH_ZUESTA | hp04 | 02_CH | ZUESTA | component | StrictComfortDemandController | name | StrictComfortDemandController
2026-07-31 12:42:32 UTC | hp04_02_CH_ZUESTA | hp04 | 02_CH | ZUESTA | component | StrictComfortDemandController | temperature_air_heating_in_celsius | 20.5
2026-07-31 12:42:32 UTC | hp04_02_CH_ZUESTA | hp04 | 02_CH | ZUESTA | component | StrictComfortDemandController | temperature_air_cooling_in_celsius | 24
2026-07-31 12:42:32 UTC | hp04_02_CH_ZUESTA | hp04 | 02_CH | ZUESTA | component | StrictComfortDemandController | offset | 0.5
2026-07-31 12:42:32 UTC | hp04_02_CH_ZUESTA | hp04 | 02_CH | ZUESTA | component | StrictComfortDemandController | mode | 2
2026-07-31 12:42:32 UTC | hp04_02_CH_ZUESTA | hp04 | 02_CH | ZUESTA | component | StrictComfortDemandController | use_adaptive_comfort_band | true
2026-07-31 12:42:32 UTC | hp04_02_CH_ZUESTA | hp04 | 02_CH | ZUESTA | component | StrictComfortDemandController | control_strategy | strict_comfort_band_v1
2026-07-31 12:42:32 UTC | hp04_02_CH_ZUESTA | hp04 | 02_CH | ZUESTA | component | StrictComfortDemandController | comfort_band_inner_offset_in_celsius | 0.5
2026-07-31 12:42:32 UTC | hp04_02_CH_ZUESTA | hp04 | 02_CH | ZUESTA | component | StrictComfortDemandController | comfort_band_inner_offset_lower_in_celsius | 1
2026-07-31 12:42:32 UTC | hp04_02_CH_ZUESTA | hp04 | 02_CH | ZUESTA | component | StrictComfortDemandController | comfort_band_inner_offset_upper_in_celsius | 0.5
2026-07-31 12:42:32 UTC | hp04_02_CH_ZUESTA | hp04 | 02_CH | ZUESTA | component | StrictComfortDemandController | heating_disabled_above_running_mean_outdoor_temperature_in_celsius | 18
2026-07-31 12:42:32 UTC | hp04_02_CH_ZUESTA | hp04 | 02_CH | ZUESTA | component | StrictComfortDemandController | cooling_enabled_above_running_mean_outdoor_temperature_in_celsius | 22
2026-07-31 12:42:32 UTC | hp04_02_CH_ZUESTA | hp04 | 02_CH | ZUESTA | component | ComfortBandHeatingDemand | building_name | BUI1
2026-07-31 12:42:32 UTC | hp04_02_CH_ZUESTA | hp04 | 02_CH | ZUESTA | component | ComfortBandHeatingDemand | name | ComfortBandHeatingDemand
2026-07-31 12:42:32 UTC | hp04_02_CH_ZUESTA | hp04 | 02_CH | ZUESTA | component | ComfortBandHeatingDemand | max_heating_power_in_watt | 11855.7
2026-07-31 12:42:32 UTC | hp04_02_CH_ZUESTA | hp04 | 02_CH | ZUESTA | component | ComfortBandHeatingDemand | proportional_gain_in_watt_per_kelvin | 23711.4
2026-07-31 12:42:32 UTC | hp04_02_CH_ZUESTA | hp04 | 02_CH | ZUESTA | component | StrictComfortSetpointModifier | building_name | BUI1
2026-07-31 12:42:32 UTC | hp04_02_CH_ZUESTA | hp04 | 02_CH | ZUESTA | component | StrictComfortSetpointModifier | name | StrictComfortSetpointModifier
2026-07-31 12:42:32 UTC | hp04_02_CH_ZUESTA | hp04 | 02_CH | ZUESTA | component | StrictComfortSetpointModifier | base_heating_setpoint_in_celsius | 20.5
2026-07-31 12:42:32 UTC | hp04_02_CH_ZUESTA | hp04 | 02_CH | ZUESTA | component | StrictComfortSetpointModifier | recovery_gain | 5
2026-07-31 12:42:32 UTC | hp04_02_CH_ZUESTA | hp04 | 02_CH | ZUESTA | component | StrictComfortSetpointModifier | max_recovery_boost_in_celsius | 5
2026-07-31 12:42:32 UTC | hp04_02_CH_ZUESTA | hp04 | 02_CH | ZUESTA | component | StrictComfortSetpointModifier | clamp_min_modifier_in_celsius
2026-07-31 12:42:32 UTC | hp04_02_CH_ZUESTA | hp04 | 02_CH | ZUESTA | component | StrictComfortSetpointModifier | clamp_max_modifier_in_celsius | 15
2026-07-31 12:42:32 UTC | hp04_02_CH_ZUESTA | hp04 | 02_CH | ZUESTA | component | TotalThermalBuildingDemand | building_name | BUI1
2026-07-31 12:42:32 UTC | hp04_02_CH_ZUESTA | hp04 | 02_CH | ZUESTA | component | TotalThermalBuildingDemand | name | TotalThermalBuildingDemand
2026-07-31 12:42:32 UTC | hp04_02_CH_ZUESTA | hp04 | 02_CH | ZUESTA | component | TotalThermalBuildingDemand | loadtype | LoadTypes.ANY
2026-07-31 12:42:32 UTC | hp04_02_CH_ZUESTA | hp04 | 02_CH | ZUESTA | component | TotalThermalBuildingDemand | unit | Units.WATT
2026-07-31 12:42:32 UTC | hp04_02_CH_ZUESTA | hp04 | 02_CH | ZUESTA | component | HeatDistributionController | building_name | BUI1
2026-07-31 12:42:32 UTC | hp04_02_CH_ZUESTA | hp04 | 02_CH | ZUESTA | component | HeatDistributionController | name | HeatDistributionController
2026-07-31 12:42:32 UTC | hp04_02_CH_ZUESTA | hp04 | 02_CH | ZUESTA | component | HeatDistributionController | heating_system | HeatDistributionSystemType.FLOORHEATING
2026-07-31 12:42:32 UTC | hp04_02_CH_ZUESTA | hp04 | 02_CH | ZUESTA | component | HeatDistributionController | set_heating_threshold_outside_temperature_in_celsius | 16
2026-07-31 12:42:32 UTC | hp04_02_CH_ZUESTA | hp04 | 02_CH | ZUESTA | component | HeatDistributionController | heating_reference_temperature_in_celsius | -8
2026-07-31 12:42:32 UTC | hp04_02_CH_ZUESTA | hp04 | 02_CH | ZUESTA | component | HeatDistributionController | set_heating_temperature_for_building_in_celsius | 20.5
2026-07-31 12:42:32 UTC | hp04_02_CH_ZUESTA | hp04 | 02_CH | ZUESTA | component | HeatDistributionController | set_cooling_temperature_for_building_in_celsius | 25
2026-07-31 12:42:32 UTC | hp04_02_CH_ZUESTA | hp04 | 02_CH | ZUESTA | component | HeatDistributionController | heating_load_of_building_in_watt | 11855.7
2026-07-31 12:42:32 UTC | hp04_02_CH_ZUESTA | hp04 | 02_CH | ZUESTA | heat_distribution | HeatDistributionSystem | absolute_conditioned_floor_area_in_m2 | 195
2026-07-31 12:42:32 UTC | hp04_02_CH_ZUESTA | hp04 | 02_CH | ZUESTA | thermal_storage | SimpleHotWaterStorage | volume_heating_water_storage_in_liter | 592.8
2026-07-31 12:42:32 UTC | hp04_02_CH_ZUESTA | hp04 | 02_CH | ZUESTA | component | BufferRemainingCapacity60C | building_name | BUI1
2026-07-31 12:42:32 UTC | hp04_02_CH_ZUESTA | hp04 | 02_CH | ZUESTA | component | BufferRemainingCapacity60C | name | BufferRemainingCapacity60C
2026-07-31 12:42:32 UTC | hp04_02_CH_ZUESTA | hp04 | 02_CH | ZUESTA | component | BufferRemainingCapacity60C | volume_heating_water_storage_in_liter | 592.8
2026-07-31 12:42:32 UTC | hp04_02_CH_ZUESTA | hp04 | 02_CH | ZUESTA | component | BufferRemainingCapacity60C | max_temperature_in_celsius | 6
2026-07-31 12:42:32 UTC | hp04_02_CH_ZUESTA | hp04 | 02_CH | ZUESTA | component | BufferRemainingCapacity60C | water_density_kg_per_liter | 0.992
2026-07-31 12:42:32 UTC | hp04_02_CH_ZUESTA | hp04 | 02_CH | ZUESTA | component | BufferRemainingCapacity60C | water_specific_heat_capacity_j_per_kg_per_k | 4180
2026-07-31 12:42:32 UTC | hp04_02_CH_ZUESTA | hp04 | 02_CH | ZUESTA | component | HeatPumpControllerSH | building_name | BUI1
2026-07-31 12:42:32 UTC | hp04_02_CH_ZUESTA | hp04 | 02_CH | ZUESTA | component | HeatPumpControllerSH | name | HeatPumpControllerSH
2026-07-31 12:42:32 UTC | hp04_02_CH_ZUESTA | hp04 | 02_CH | ZUESTA | component | HeatPumpControllerSH | mode | 2
2026-07-31 12:42:32 UTC | hp04_02_CH_ZUESTA | hp04 | 02_CH | ZUESTA | component | HeatPumpControllerSH | set_heating_threshold_outside_temperature_in_celsius | 16
2026-07-31 12:42:32 UTC | hp04_02_CH_ZUESTA | hp04 | 02_CH | ZUESTA | component | HeatPumpControllerSH | set_cooling_threshold_outside_temperature_in_celsius | 22
2026-07-31 12:42:32 UTC | hp04_02_CH_ZUESTA | hp04 | 02_CH | ZUESTA | component | HeatPumpControllerSH | upper_temperature_offset_for_state_conditions_in_celsius | 1
2026-07-31 12:42:32 UTC | hp04_02_CH_ZUESTA | hp04 | 02_CH | ZUESTA | component | HeatPumpControllerSH | lower_temperature_offset_for_state_conditions_in_celsius | 1
2026-07-31 12:42:32 UTC | hp04_02_CH_ZUESTA | hp04 | 02_CH | ZUESTA | component | HeatPumpControllerSH | heat_distribution_system_type | HeatDistributionSystemType.FLOORHEATING
2026-07-31 12:42:32 UTC | hp04_02_CH_ZUESTA | hp04 | 02_CH | ZUESTA | component | HeatPumpControllerDHW | building_name | BUI1
2026-07-31 12:42:32 UTC | hp04_02_CH_ZUESTA | hp04 | 02_CH | ZUESTA | component | HeatPumpControllerDHW | name | HeatPumpControllerDHW
2026-07-31 12:42:32 UTC | hp04_02_CH_ZUESTA | hp04 | 02_CH | ZUESTA | component | HeatPumpControllerDHW | t_min_dhw_storage_in_celsius | 4
2026-07-31 12:42:32 UTC | hp04_02_CH_ZUESTA | hp04 | 02_CH | ZUESTA | component | HeatPumpControllerDHW | t_max_dhw_storage_in_celsius | 6
2026-07-31 12:42:32 UTC | hp04_02_CH_ZUESTA | hp04 | 02_CH | ZUESTA | component | HeatPumpControllerDHW | thermalpower_dhw_is_constant | false
2026-07-31 12:42:32 UTC | hp04_02_CH_ZUESTA | hp04 | 02_CH | ZUESTA | component | HeatPumpControllerDHW | p_th_max_dhw_in_watt | 5000
2026-07-31 12:42:32 UTC | hp04_02_CH_ZUESTA | hp04 | 02_CH | ZUESTA | heat_generator | HeatPumpHPLib | set_thermal_output_power_in_watt | 8600
2026-07-31 12:42:32 UTC | hp04_02_CH_ZUESTA | hp04 | 02_CH | ZUESTA | heat_generator | HeatPumpHPLib | flow_temperature_in_celsius | 35
2026-07-31 12:42:32 UTC | hp04_02_CH_ZUESTA | hp04 | 02_CH | ZUESTA | heat_generator | HeatPumpHPLib | heating_reference_temperature_in_celsius | -7
2026-07-31 12:42:32 UTC | hp04_02_CH_ZUESTA | hp04 | 02_CH | ZUESTA | heat_generator | HeatPumpHPLib | with_domestic_hot_water_preparation | true
2026-07-31 12:42:32 UTC | hp04_02_CH_ZUESTA | hp04 | 02_CH | ZUESTA | heat_generator | HeatPumpHPLib | minimum_running_time_in_seconds | 14400
2026-07-31 12:42:32 UTC | hp04_02_CH_ZUESTA | hp04 | 02_CH | ZUESTA | heat_generator | HeatPumpHPLib | minimum_idle_time_in_seconds | 900
2026-07-31 12:42:32 UTC | hp04_02_CH_ZUESTA | hp04 | 02_CH | ZUESTA | heat_generator | HeatPumpHPLib | group_id | 1
2026-07-31 12:42:32 UTC | hp04_02_CH_ZUESTA | hp04 | 02_CH | ZUESTA | component | HeatGeneratorTotalThermalPower | building_name | BUI1
2026-07-31 12:42:32 UTC | hp04_02_CH_ZUESTA | hp04 | 02_CH | ZUESTA | component | HeatGeneratorTotalThermalPower | name | HeatGeneratorTotalThermalPower
2026-07-31 12:42:32 UTC | hp04_02_CH_ZUESTA | hp04 | 02_CH | ZUESTA | component | HeatGeneratorTotalThermalPower | loadtype | LoadTypes.ANY
2026-07-31 12:42:32 UTC | hp04_02_CH_ZUESTA | hp04 | 02_CH | ZUESTA | component | HeatGeneratorTotalThermalPower | unit | Units.WATT
2026-07-31 12:42:32 UTC | hp04_02_CH_ZUESTA | hp04 | 02_CH | ZUESTA | component | HeatGeneratorPlantDhwThermalPower | building_name | BUI1
2026-07-31 12:42:32 UTC | hp04_02_CH_ZUESTA | hp04 | 02_CH | ZUESTA | component | HeatGeneratorPlantDhwThermalPower | name | HeatGeneratorPlantDhwThermalPower
2026-07-31 12:42:32 UTC | hp04_02_CH_ZUESTA | hp04 | 02_CH | ZUESTA | component | HeatGeneratorPlantDhwThermalPower | loadtype | LoadTypes.ANY
2026-07-31 12:42:32 UTC | hp04_02_CH_ZUESTA | hp04 | 02_CH | ZUESTA | component | HeatGeneratorPlantDhwThermalPower | unit | Units.WATT
2026-07-31 12:42:32 UTC | hp04_02_CH_ZUESTA | hp04 | 02_CH | ZUESTA | component | SolarDhwThermalPower | building_name | BUI1
2026-07-31 12:42:32 UTC | hp04_02_CH_ZUESTA | hp04 | 02_CH | ZUESTA | component | SolarDhwThermalPower | name | SolarDhwThermalPower
2026-07-31 12:42:32 UTC | hp04_02_CH_ZUESTA | hp04 | 02_CH | ZUESTA | component | SolarDhwThermalPower | value_watt
2026-07-31 12:42:32 UTC | hp04_02_CH_ZUESTA | hp04 | 02_CH | ZUESTA | component | SolarDhwThermalPower | loadtype | LoadTypes.ANY
2026-07-31 12:42:32 UTC | hp04_02_CH_ZUESTA | hp04 | 02_CH | ZUESTA | component | SolarDhwThermalPower | unit | Units.WATT
2026-07-31 12:42:32 UTC | hp04_02_CH_ZUESTA | hp04 | 02_CH | ZUESTA | component | FlexibilityPotential | building_name | BUI1
2026-07-31 12:42:32 UTC | hp04_02_CH_ZUESTA | hp04 | 02_CH | ZUESTA | component | FlexibilityPotential | name | FlexibilityPotential
2026-07-31 12:42:32 UTC | hp04_02_CH_ZUESTA | hp04 | 02_CH | ZUESTA | component | FlexibilityPotential | fallback_heating_cop | 1
2026-07-31 12:42:32 UTC | hp04_02_CH_ZUESTA | hp04 | 02_CH | ZUESTA | component | FlexibilityPotential | fallback_cooling_eer
2026-07-31 12:42:32 UTC | hp04_02_CH_ZUESTA | hp04 | 02_CH | ZUESTA | component | BatteryStoredEnergyWh | building_name | BUI1
2026-07-31 12:42:32 UTC | hp04_02_CH_ZUESTA | hp04 | 02_CH | ZUESTA | component | BatteryStoredEnergyWh | name | BatteryStoredEnergyWh
2026-07-31 12:42:32 UTC | hp04_02_CH_ZUESTA | hp04 | 02_CH | ZUESTA | component | BatteryStoredEnergyWh | capacity_in_kwh | 12.66
2026-07-31 12:42:32 UTC | hp04_02_CH_ZUESTA | hp04 | 02_CH | ZUESTA | component | EvStoredEnergyWhSum | building_name | BUI1
2026-07-31 12:42:32 UTC | hp04_02_CH_ZUESTA | hp04 | 02_CH | ZUESTA | component | EvStoredEnergyWhSum | name | EvStoredEnergyWhSum
2026-07-31 12:42:32 UTC | hp04_02_CH_ZUESTA | hp04 | 02_CH | ZUESTA | component | EvStoredEnergyWhSum | loadtype | LoadTypes.ELECTRICITY
2026-07-31 12:42:32 UTC | hp04_02_CH_ZUESTA | hp04 | 02_CH | ZUESTA | component | EvStoredEnergyWhSum | unit | Units.WATT_HOUR
2026-07-31 12:42:32 UTC | hp04_02_CH_ZUESTA | hp04 | 02_CH | ZUESTA | component | Car_2_22kW_Charging_Power_avg_Speed_30_kmh_1 | building_name | BUI1
2026-07-31 12:42:32 UTC | hp04_02_CH_ZUESTA | hp04 | 02_CH | ZUESTA | component | Car_2_22kW_Charging_Power_avg_Speed_30_kmh_1 | name | Car_2_22kW_Charging_Power_avg_Speed_30_kmh_1
2026-07-31 12:42:32 UTC | hp04_02_CH_ZUESTA | hp04 | 02_CH | ZUESTA | component | Car_2_22kW_Charging_Power_avg_Speed_30_kmh_1 | source_weight | 1
2026-07-31 12:42:32 UTC | hp04_02_CH_ZUESTA | hp04 | 02_CH | ZUESTA | component | Car_2_22kW_Charging_Power_avg_Speed_30_kmh_1 | fuel | LoadTypes.ELECTRICITY
2026-07-31 12:42:32 UTC | hp04_02_CH_ZUESTA | hp04 | 02_CH | ZUESTA | component | Car_2_22kW_Charging_Power_avg_Speed_30_kmh_1 | consumption_per_km | 0.15
2026-07-31 12:42:32 UTC | hp04_02_CH_ZUESTA | hp04 | 02_CH | ZUESTA | component | Car_2_22kW_Charging_Power_avg_Speed_30_kmh_1 | device_co2_footprint_in_kg | 8899.4
2026-07-31 12:42:32 UTC | hp04_02_CH_ZUESTA | hp04 | 02_CH | ZUESTA | component | Car_2_22kW_Charging_Power_avg_Speed_30_kmh_1 | investment_costs_in_euro | 44498
2026-07-31 12:42:32 UTC | hp04_02_CH_ZUESTA | hp04 | 02_CH | ZUESTA | component | Car_2_22kW_Charging_Power_avg_Speed_30_kmh_1 | lifetime_in_years | 18
2026-07-31 12:42:32 UTC | hp04_02_CH_ZUESTA | hp04 | 02_CH | ZUESTA | component | Car_2_22kW_Charging_Power_avg_Speed_30_kmh_1 | maintenance_costs_in_euro_per_year | 89
2026-07-31 12:42:32 UTC | hp04_02_CH_ZUESTA | hp04 | 02_CH | ZUESTA | component | CarBattery_1 | building_name | BUI1
2026-07-31 12:42:32 UTC | hp04_02_CH_ZUESTA | hp04 | 02_CH | ZUESTA | component | CarBattery_1 | name | CarBattery_1
2026-07-31 12:42:32 UTC | hp04_02_CH_ZUESTA | hp04 | 02_CH | ZUESTA | component | CarBattery_1 | source_weight | 4
2026-07-31 12:42:32 UTC | hp04_02_CH_ZUESTA | hp04 | 02_CH | ZUESTA | component | CarBattery_1 | system_id | SG1
2026-07-31 12:42:32 UTC | hp04_02_CH_ZUESTA | hp04 | 02_CH | ZUESTA | component | CarBattery_1 | p_inv_custom | 10000
2026-07-31 12:42:32 UTC | hp04_02_CH_ZUESTA | hp04 | 02_CH | ZUESTA | component | CarBattery_1 | e_bat_custom | 30
2026-07-31 12:42:32 UTC | hp04_02_CH_ZUESTA | hp04 | 02_CH | ZUESTA | component | CarBattery_1 | charge | 0
2026-07-31 12:42:32 UTC | hp04_02_CH_ZUESTA | hp04 | 02_CH | ZUESTA | component | CarBattery_1 | discharge | 0
2026-07-31 12:42:32 UTC | hp04_02_CH_ZUESTA | hp04 | 02_CH | ZUESTA | component | L1EVChargeControl_1 | building_name | BUI1
2026-07-31 12:42:32 UTC | hp04_02_CH_ZUESTA | hp04 | 02_CH | ZUESTA | component | L1EVChargeControl_1 | name | L1EVChargeControl_1
2026-07-31 12:42:32 UTC | hp04_02_CH_ZUESTA | hp04 | 02_CH | ZUESTA | component | L1EVChargeControl_1 | source_weight | 4
2026-07-31 12:42:32 UTC | hp04_02_CH_ZUESTA | hp04 | 02_CH | ZUESTA | component | L1EVChargeControl_1 | battery_set | 0.8
2026-07-31 12:42:32 UTC | hp04_02_CH_ZUESTA | hp04 | 02_CH | ZUESTA | component | L1EVChargeControl_1 | lower_threshold_charging_power | 37
2026-07-31 12:42:32 UTC | hp04_02_CH_ZUESTA | hp04 | 02_CH | ZUESTA | component | L1EVChargeControl_1 | device_co2_footprint_in_kg | 100
2026-07-31 12:42:32 UTC | hp04_02_CH_ZUESTA | hp04 | 02_CH | ZUESTA | component | L1EVChargeControl_1 | investment_costs_in_euro | 1000
2026-07-31 12:42:32 UTC | hp04_02_CH_ZUESTA | hp04 | 02_CH | ZUESTA | component | L1EVChargeControl_1 | lifetime_in_years | 10
2026-07-31 12:42:32 UTC | hp04_02_CH_ZUESTA | hp04 | 02_CH | ZUESTA | component | L1EVChargeControl_1 | maintenance_costs_in_euro_per_year | 5
2026-07-31 12:42:32 UTC | hp04_03_CH_ZUESTA | hp04 | 03_CH | ZUESTA | simulation | SimulationParameters | year | 2050
2026-07-31 12:42:32 UTC | hp04_03_CH_ZUESTA | hp04 | 03_CH | ZUESTA | simulation | SimulationParameters | seconds_per_timestep | 9 | s
2026-07-31 12:42:32 UTC | hp04_03_CH_ZUESTA | hp04 | 03_CH | ZUESTA | simulation | SimulationParameters | country | CH
2026-07-31 12:42:32 UTC | hp04_03_CH_ZUESTA | hp04 | 03_CH | ZUESTA | cli | cli_overrides | ARCH | 03_CH
2026-07-31 12:42:32 UTC | hp04_03_CH_ZUESTA | hp04 | 03_CH | ZUESTA | cli | cli_overrides | WEATHER | ZUESTA
2026-07-31 12:42:32 UTC | hp04_03_CH_ZUESTA | hp04 | 03_CH | ZUESTA | cli | cli_overrides | TIME_HORIZON | future
2026-07-31 12:42:32 UTC | hp04_03_CH_ZUESTA | hp04 | 03_CH | ZUESTA | cli | cli_overrides | SCENARIO | none
2026-07-31 12:42:32 UTC | hp04_03_CH_ZUESTA | hp04 | 03_CH | ZUESTA | cli | cli_overrides | OCC | SIA2024
2026-07-31 12:42:32 UTC | hp04_03_CH_ZUESTA | hp04 | 03_CH | ZUESTA | cli | cli_overrides | HEATGEN_SIZING | IDEAL_LOOKUP
2026-07-31 12:42:32 UTC | hp04_03_CH_ZUESTA | hp04 | 03_CH | ZUESTA | cli | cli_overrides | HP_MODEL | Viessmann Werke GmbH & Co KG / Vitocal 300-A AWO-AC 301.B07
2026-07-31 12:42:32 UTC | hp04_03_CH_ZUESTA | hp04 | 03_CH | ZUESTA | cli | cli_overrides | HP_NOMINAL_POWER_W | 7420
2026-07-31 12:42:32 UTC | hp04_03_CH_ZUESTA | hp04 | 03_CH | ZUESTA | component | EvStoredEnergyWh_1 | building_name | BUI1
2026-07-31 12:42:32 UTC | hp04_03_CH_ZUESTA | hp04 | 03_CH | ZUESTA | component | EvStoredEnergyWh_1 | name | EvStoredEnergyWh_1
2026-07-31 12:42:32 UTC | hp04_03_CH_ZUESTA | hp04 | 03_CH | ZUESTA | component | EvStoredEnergyWh_1 | capacity_in_kwh | 3
2026-07-31 12:42:32 UTC | hp04_03_CH_ZUESTA | hp04 | 03_CH | ZUESTA | internal_loads | SIA2024Occupancy | conditioned_floor_area_in_m2 | 18
2026-07-31 12:42:32 UTC | hp04_03_CH_ZUESTA | hp04 | 03_CH | ZUESTA | internal_loads | SIA2024Occupancy | appliances_load_w_per_m2 | 1
2026-07-31 12:42:32 UTC | hp04_03_CH_ZUESTA | hp04 | 03_CH | ZUESTA | internal_loads | SIA2024Occupancy | lighting_load_w_per_m2 | 3
2026-07-31 12:42:32 UTC | hp04_03_CH_ZUESTA | hp04 | 03_CH | ZUESTA | internal_loads | SIA2024Occupancy | lighting_annual_full_load_hours | 846
2026-07-31 12:42:32 UTC | hp04_03_CH_ZUESTA | hp04 | 03_CH | ZUESTA | internal_loads | SIA2024Occupancy | appliances_yearly_utilization_per_month | 0.7995
2026-07-31 12:42:32 UTC | hp04_03_CH_ZUESTA | hp04 | 03_CH | ZUESTA | weather | Weather | source_path | C:\Users\het\HiSim\hisim\inputs\weather\custom_csv\Zurich\NABZUE_2060_RCP85_DRY.csv
2026-07-31 12:42:32 UTC | hp04_03_CH_ZUESTA | hp04 | 03_CH | ZUESTA | weather | Weather | location | Zurich
2026-07-31 12:42:32 UTC | hp04_03_CH_ZUESTA | hp04 | 03_CH | ZUESTA | weather | Weather | name | Weather
2026-07-31 12:42:32 UTC | hp04_03_CH_ZUESTA | hp04 | 03_CH | ZUESTA | pv | PVSystem | power_in_watt | 12585.4
2026-07-31 12:42:32 UTC | hp04_03_CH_ZUESTA | hp04 | 03_CH | ZUESTA | pv | PVSystem | tilt | 30
2026-07-31 12:42:32 UTC | hp04_03_CH_ZUESTA | hp04 | 03_CH | ZUESTA | pv | PVSystem | azimuth | 180
2026-07-31 12:42:32 UTC | hp04_03_CH_ZUESTA | hp04 | 03_CH | ZUESTA | pv | PVSystem | location | ZUESTA
2026-07-31 12:42:32 UTC | hp04_03_CH_ZUESTA | hp04 | 03_CH | ZUESTA | component | ElectricityMeter | building_name | BUI1
2026-07-31 12:42:32 UTC | hp04_03_CH_ZUESTA | hp04 | 03_CH | ZUESTA | component | ElectricityMeter | name | ElectricityMeter
2026-07-31 12:42:32 UTC | hp04_03_CH_ZUESTA | hp04 | 03_CH | ZUESTA | component | L2EMSElectricityController | building_name | BUI1
2026-07-31 12:42:32 UTC | hp04_03_CH_ZUESTA | hp04 | 03_CH | ZUESTA | component | L2EMSElectricityController | name | L2EMSElectricityController
2026-07-31 12:42:32 UTC | hp04_03_CH_ZUESTA | hp04 | 03_CH | ZUESTA | component | L2EMSElectricityController | strategy | optimize_own_consumption
2026-07-31 12:42:32 UTC | hp04_03_CH_ZUESTA | hp04 | 03_CH | ZUESTA | component | L2EMSElectricityController | limit_to_shave | 0
2026-07-31 12:42:32 UTC | hp04_03_CH_ZUESTA | hp04 | 03_CH | ZUESTA | component | L2EMSElectricityController | building_indoor_temperature_offset_value | 2
2026-07-31 12:42:32 UTC | hp04_03_CH_ZUESTA | hp04 | 03_CH | ZUESTA | component | L2EMSElectricityController | domestic_hot_water_storage_temperature_offset_value | 10
2026-07-31 12:42:32 UTC | hp04_03_CH_ZUESTA | hp04 | 03_CH | ZUESTA | component | L2EMSElectricityController | space_heating_water_storage_temperature_offset_value | 10
2026-07-31 12:42:32 UTC | hp04_03_CH_ZUESTA | hp04 | 03_CH | ZUESTA | building | Building | building_name | 1946_1960
2026-07-31 12:42:32 UTC | hp04_03_CH_ZUESTA | hp04 | 03_CH | ZUESTA | building | Building | building_code | AT.N.SFH.03.Gen.ReEx.001.002
2026-07-31 12:42:32 UTC | hp04_03_CH_ZUESTA | hp04 | 03_CH | ZUESTA | building | Building | building_heat_capacity_class | medium
2026-07-31 12:42:32 UTC | hp04_03_CH_ZUESTA | hp04 | 03_CH | ZUESTA | building | Building | absolute_conditioned_floor_area_in_m2 | 180
2026-07-31 12:42:32 UTC | hp04_03_CH_ZUESTA | hp04 | 03_CH | ZUESTA | building | Building | heating_reference_temperature_in_celsius | -8
2026-07-31 12:42:32 UTC | hp04_03_CH_ZUESTA | hp04 | 03_CH | ZUESTA | building | Building | floor_u_value_in_watt_per_m2_per_kelvin | 0.98
2026-07-31 12:42:32 UTC | hp04_03_CH_ZUESTA | hp04 | 03_CH | ZUESTA | building | Building | floor_area_in_m2 | 86.1
2026-07-31 12:42:32 UTC | hp04_03_CH_ZUESTA | hp04 | 03_CH | ZUESTA | building | Building | facade_u_value_in_watt_per_m2_per_kelvin | 0.81
2026-07-31 12:42:32 UTC | hp04_03_CH_ZUESTA | hp04 | 03_CH | ZUESTA | building | Building | facade_area_in_m2 | 167.6
2026-07-31 12:42:32 UTC | hp04_03_CH_ZUESTA | hp04 | 03_CH | ZUESTA | building | Building | roof_u_value_in_watt_per_m2_per_kelvin | 0.44
2026-07-31 12:42:32 UTC | hp04_03_CH_ZUESTA | hp04 | 03_CH | ZUESTA | building | Building | roof_area_in_m2 | 95.44
2026-07-31 12:42:32 UTC | hp04_03_CH_ZUESTA | hp04 | 03_CH | ZUESTA | building | Building | window_u_value_in_watt_per_m2_per_kelvin | 1.6
2026-07-31 12:42:32 UTC | hp04_03_CH_ZUESTA | hp04 | 03_CH | ZUESTA | building | Building | window_area_in_m2 | 28.8
2026-07-31 12:42:32 UTC | hp04_03_CH_ZUESTA | hp04 | 03_CH | ZUESTA | building | Building | door_u_value_in_watt_per_m2_per_kelvin
2026-07-31 12:42:32 UTC | hp04_03_CH_ZUESTA | hp04 | 03_CH | ZUESTA | building | Building | door_area_in_m2
2026-07-31 12:42:32 UTC | hp04_03_CH_ZUESTA | hp04 | 03_CH | ZUESTA | building | Building | set_heating_temperature_in_celsius | 20.5
2026-07-31 12:42:32 UTC | hp04_03_CH_ZUESTA | hp04 | 03_CH | ZUESTA | building | Building | set_cooling_temperature_in_celsius | 25
2026-07-31 12:42:32 UTC | hp04_03_CH_ZUESTA | hp04 | 03_CH | ZUESTA | building | Building | natural_ventilation_m3_per_h_per_person | 29
2026-07-31 12:42:32 UTC | hp04_03_CH_ZUESTA | hp04 | 03_CH | ZUESTA | building | Building | sia_natural_ventilation_m3_per_h_per_m2 | 0.6
2026-07-31 12:42:32 UTC | hp04_03_CH_ZUESTA | hp04 | 03_CH | ZUESTA | building | Building | swiss_infiltration_rate_per_h | 0.3
2026-07-31 12:42:32 UTC | hp04_03_CH_ZUESTA | hp04 | 03_CH | ZUESTA | building | Building | heating_demand_mode | iso13790
2026-07-31 12:42:32 UTC | hp04_03_CH_ZUESTA | hp04 | 03_CH | ZUESTA | building | Building | operative_heating_proportional_band_in_celsius | 1
2026-07-31 12:42:32 UTC | hp04_03_CH_ZUESTA | hp04 | 03_CH | ZUESTA | building | Building | operative_heating_proportional_gain | 1
2026-07-31 12:42:32 UTC | hp04_03_CH_ZUESTA | hp04 | 03_CH | ZUESTA | building | Building | control_comfort_lower_bound_shift_in_celsius
2026-07-31 12:42:32 UTC | hp04_03_CH_ZUESTA | hp04 | 03_CH | ZUESTA | building | Building | comfort_aware_seasonal_heating_gate | true
2026-07-31 12:42:32 UTC | hp04_03_CH_ZUESTA | hp04 | 03_CH | ZUESTA | component | StrictComfortDemandController | building_name | BUI1
2026-07-31 12:42:32 UTC | hp04_03_CH_ZUESTA | hp04 | 03_CH | ZUESTA | component | StrictComfortDemandController | name | StrictComfortDemandController
2026-07-31 12:42:32 UTC | hp04_03_CH_ZUESTA | hp04 | 03_CH | ZUESTA | component | StrictComfortDemandController | temperature_air_heating_in_celsius | 20.5
2026-07-31 12:42:32 UTC | hp04_03_CH_ZUESTA | hp04 | 03_CH | ZUESTA | component | StrictComfortDemandController | temperature_air_cooling_in_celsius | 24
2026-07-31 12:42:32 UTC | hp04_03_CH_ZUESTA | hp04 | 03_CH | ZUESTA | component | StrictComfortDemandController | offset | 0.5
2026-07-31 12:42:32 UTC | hp04_03_CH_ZUESTA | hp04 | 03_CH | ZUESTA | component | StrictComfortDemandController | mode | 2
2026-07-31 12:42:32 UTC | hp04_03_CH_ZUESTA | hp04 | 03_CH | ZUESTA | component | StrictComfortDemandController | use_adaptive_comfort_band | true
2026-07-31 12:42:32 UTC | hp04_03_CH_ZUESTA | hp04 | 03_CH | ZUESTA | component | StrictComfortDemandController | control_strategy | strict_comfort_band_v1
2026-07-31 12:42:32 UTC | hp04_03_CH_ZUESTA | hp04 | 03_CH | ZUESTA | component | StrictComfortDemandController | comfort_band_inner_offset_in_celsius | 0.5
2026-07-31 12:42:32 UTC | hp04_03_CH_ZUESTA | hp04 | 03_CH | ZUESTA | component | StrictComfortDemandController | comfort_band_inner_offset_lower_in_celsius | 1
2026-07-31 12:42:32 UTC | hp04_03_CH_ZUESTA | hp04 | 03_CH | ZUESTA | component | StrictComfortDemandController | comfort_band_inner_offset_upper_in_celsius | 0.5
2026-07-31 12:42:32 UTC | hp04_03_CH_ZUESTA | hp04 | 03_CH | ZUESTA | component | StrictComfortDemandController | heating_disabled_above_running_mean_outdoor_temperature_in_celsius | 18
2026-07-31 12:42:32 UTC | hp04_03_CH_ZUESTA | hp04 | 03_CH | ZUESTA | component | StrictComfortDemandController | cooling_enabled_above_running_mean_outdoor_temperature_in_celsius | 22
2026-07-31 12:42:32 UTC | hp04_03_CH_ZUESTA | hp04 | 03_CH | ZUESTA | component | ComfortBandHeatingDemand | building_name | BUI1
2026-07-31 12:42:32 UTC | hp04_03_CH_ZUESTA | hp04 | 03_CH | ZUESTA | component | ComfortBandHeatingDemand | name | ComfortBandHeatingDemand
2026-07-31 12:42:32 UTC | hp04_03_CH_ZUESTA | hp04 | 03_CH | ZUESTA | component | ComfortBandHeatingDemand | max_heating_power_in_watt | 10601.2
2026-07-31 12:42:32 UTC | hp04_03_CH_ZUESTA | hp04 | 03_CH | ZUESTA | component | ComfortBandHeatingDemand | proportional_gain_in_watt_per_kelvin | 21202.5
2026-07-31 12:42:32 UTC | hp04_03_CH_ZUESTA | hp04 | 03_CH | ZUESTA | component | StrictComfortSetpointModifier | building_name | BUI1
2026-07-31 12:42:32 UTC | hp04_03_CH_ZUESTA | hp04 | 03_CH | ZUESTA | component | StrictComfortSetpointModifier | name | StrictComfortSetpointModifier
2026-07-31 12:42:32 UTC | hp04_03_CH_ZUESTA | hp04 | 03_CH | ZUESTA | component | StrictComfortSetpointModifier | base_heating_setpoint_in_celsius | 20.5
2026-07-31 12:42:32 UTC | hp04_03_CH_ZUESTA | hp04 | 03_CH | ZUESTA | component | StrictComfortSetpointModifier | recovery_gain | 5
2026-07-31 12:42:32 UTC | hp04_03_CH_ZUESTA | hp04 | 03_CH | ZUESTA | component | StrictComfortSetpointModifier | max_recovery_boost_in_celsius | 5
2026-07-31 12:42:32 UTC | hp04_03_CH_ZUESTA | hp04 | 03_CH | ZUESTA | component | StrictComfortSetpointModifier | clamp_min_modifier_in_celsius
2026-07-31 12:42:32 UTC | hp04_03_CH_ZUESTA | hp04 | 03_CH | ZUESTA | component | StrictComfortSetpointModifier | clamp_max_modifier_in_celsius | 15
2026-07-31 12:42:32 UTC | hp04_03_CH_ZUESTA | hp04 | 03_CH | ZUESTA | component | TotalThermalBuildingDemand | building_name | BUI1
2026-07-31 12:42:32 UTC | hp04_03_CH_ZUESTA | hp04 | 03_CH | ZUESTA | component | TotalThermalBuildingDemand | name | TotalThermalBuildingDemand
2026-07-31 12:42:32 UTC | hp04_03_CH_ZUESTA | hp04 | 03_CH | ZUESTA | component | TotalThermalBuildingDemand | loadtype | LoadTypes.ANY
2026-07-31 12:42:32 UTC | hp04_03_CH_ZUESTA | hp04 | 03_CH | ZUESTA | component | TotalThermalBuildingDemand | unit | Units.WATT
2026-07-31 12:42:32 UTC | hp04_03_CH_ZUESTA | hp04 | 03_CH | ZUESTA | component | HeatDistributionController | building_name | BUI1
2026-07-31 12:42:32 UTC | hp04_03_CH_ZUESTA | hp04 | 03_CH | ZUESTA | component | HeatDistributionController | name | HeatDistributionController
2026-07-31 12:42:32 UTC | hp04_03_CH_ZUESTA | hp04 | 03_CH | ZUESTA | component | HeatDistributionController | heating_system | HeatDistributionSystemType.FLOORHEATING
2026-07-31 12:42:32 UTC | hp04_03_CH_ZUESTA | hp04 | 03_CH | ZUESTA | component | HeatDistributionController | set_heating_threshold_outside_temperature_in_celsius | 16
2026-07-31 12:42:32 UTC | hp04_03_CH_ZUESTA | hp04 | 03_CH | ZUESTA | component | HeatDistributionController | heating_reference_temperature_in_celsius | -8
2026-07-31 12:42:32 UTC | hp04_03_CH_ZUESTA | hp04 | 03_CH | ZUESTA | component | HeatDistributionController | set_heating_temperature_for_building_in_celsius | 20.5
2026-07-31 12:42:32 UTC | hp04_03_CH_ZUESTA | hp04 | 03_CH | ZUESTA | component | HeatDistributionController | set_cooling_temperature_for_building_in_celsius | 25
2026-07-31 12:42:32 UTC | hp04_03_CH_ZUESTA | hp04 | 03_CH | ZUESTA | component | HeatDistributionController | heating_load_of_building_in_watt | 10601.2
2026-07-31 12:42:32 UTC | hp04_03_CH_ZUESTA | hp04 | 03_CH | ZUESTA | heat_distribution | HeatDistributionSystem | absolute_conditioned_floor_area_in_m2 | 18
2026-07-31 12:42:32 UTC | hp04_03_CH_ZUESTA | hp04 | 03_CH | ZUESTA | thermal_storage | SimpleHotWaterStorage | volume_heating_water_storage_in_liter | 530.1
2026-07-31 12:42:32 UTC | hp04_03_CH_ZUESTA | hp04 | 03_CH | ZUESTA | component | BufferRemainingCapacity60C | building_name | BUI1
2026-07-31 12:42:32 UTC | hp04_03_CH_ZUESTA | hp04 | 03_CH | ZUESTA | component | BufferRemainingCapacity60C | name | BufferRemainingCapacity60C
2026-07-31 12:42:32 UTC | hp04_03_CH_ZUESTA | hp04 | 03_CH | ZUESTA | component | BufferRemainingCapacity60C | volume_heating_water_storage_in_liter | 530.1
2026-07-31 12:42:32 UTC | hp04_03_CH_ZUESTA | hp04 | 03_CH | ZUESTA | component | BufferRemainingCapacity60C | max_temperature_in_celsius | 6
2026-07-31 12:42:32 UTC | hp04_03_CH_ZUESTA | hp04 | 03_CH | ZUESTA | component | BufferRemainingCapacity60C | water_density_kg_per_liter | 0.992
2026-07-31 12:42:32 UTC | hp04_03_CH_ZUESTA | hp04 | 03_CH | ZUESTA | component | BufferRemainingCapacity60C | water_specific_heat_capacity_j_per_kg_per_k | 4180
2026-07-31 12:42:32 UTC | hp04_03_CH_ZUESTA | hp04 | 03_CH | ZUESTA | component | HeatPumpControllerSH | building_name | BUI1
2026-07-31 12:42:32 UTC | hp04_03_CH_ZUESTA | hp04 | 03_CH | ZUESTA | component | HeatPumpControllerSH | name | HeatPumpControllerSH
2026-07-31 12:42:32 UTC | hp04_03_CH_ZUESTA | hp04 | 03_CH | ZUESTA | component | HeatPumpControllerSH | mode | 2
2026-07-31 12:42:32 UTC | hp04_03_CH_ZUESTA | hp04 | 03_CH | ZUESTA | component | HeatPumpControllerSH | set_heating_threshold_outside_temperature_in_celsius | 16
2026-07-31 12:42:32 UTC | hp04_03_CH_ZUESTA | hp04 | 03_CH | ZUESTA | component | HeatPumpControllerSH | set_cooling_threshold_outside_temperature_in_celsius | 22
2026-07-31 12:42:32 UTC | hp04_03_CH_ZUESTA | hp04 | 03_CH | ZUESTA | component | HeatPumpControllerSH | upper_temperature_offset_for_state_conditions_in_celsius | 1
2026-07-31 12:42:32 UTC | hp04_03_CH_ZUESTA | hp04 | 03_CH | ZUESTA | component | HeatPumpControllerSH | lower_temperature_offset_for_state_conditions_in_celsius | 1
2026-07-31 12:42:32 UTC | hp04_03_CH_ZUESTA | hp04 | 03_CH | ZUESTA | component | HeatPumpControllerSH | heat_distribution_system_type | HeatDistributionSystemType.FLOORHEATING
2026-07-31 12:42:32 UTC | hp04_03_CH_ZUESTA | hp04 | 03_CH | ZUESTA | component | HeatPumpControllerDHW | building_name | BUI1
2026-07-31 12:42:32 UTC | hp04_03_CH_ZUESTA | hp04 | 03_CH | ZUESTA | component | HeatPumpControllerDHW | name | HeatPumpControllerDHW
2026-07-31 12:42:32 UTC | hp04_03_CH_ZUESTA | hp04 | 03_CH | ZUESTA | component | HeatPumpControllerDHW | t_min_dhw_storage_in_celsius | 4
2026-07-31 12:42:32 UTC | hp04_03_CH_ZUESTA | hp04 | 03_CH | ZUESTA | component | HeatPumpControllerDHW | t_max_dhw_storage_in_celsius | 6
2026-07-31 12:42:32 UTC | hp04_03_CH_ZUESTA | hp04 | 03_CH | ZUESTA | component | HeatPumpControllerDHW | thermalpower_dhw_is_constant | false
2026-07-31 12:42:32 UTC | hp04_03_CH_ZUESTA | hp04 | 03_CH | ZUESTA | component | HeatPumpControllerDHW | p_th_max_dhw_in_watt | 5000
2026-07-31 12:42:32 UTC | hp04_03_CH_ZUESTA | hp04 | 03_CH | ZUESTA | heat_generator | HeatPumpHPLib | set_thermal_output_power_in_watt | 7420
2026-07-31 12:42:32 UTC | hp04_03_CH_ZUESTA | hp04 | 03_CH | ZUESTA | heat_generator | HeatPumpHPLib | flow_temperature_in_celsius | 35
2026-07-31 12:42:32 UTC | hp04_03_CH_ZUESTA | hp04 | 03_CH | ZUESTA | heat_generator | HeatPumpHPLib | heating_reference_temperature_in_celsius | -7
2026-07-31 12:42:32 UTC | hp04_03_CH_ZUESTA | hp04 | 03_CH | ZUESTA | heat_generator | HeatPumpHPLib | with_domestic_hot_water_preparation | true
2026-07-31 12:42:32 UTC | hp04_03_CH_ZUESTA | hp04 | 03_CH | ZUESTA | heat_generator | HeatPumpHPLib | minimum_running_time_in_seconds | 14400
2026-07-31 12:42:32 UTC | hp04_03_CH_ZUESTA | hp04 | 03_CH | ZUESTA | heat_generator | HeatPumpHPLib | minimum_idle_time_in_seconds | 900
2026-07-31 12:42:32 UTC | hp04_03_CH_ZUESTA | hp04 | 03_CH | ZUESTA | heat_generator | HeatPumpHPLib | group_id | 1
2026-07-31 12:42:32 UTC | hp04_03_CH_ZUESTA | hp04 | 03_CH | ZUESTA | component | HeatGeneratorTotalThermalPower | building_name | BUI1
2026-07-31 12:42:32 UTC | hp04_03_CH_ZUESTA | hp04 | 03_CH | ZUESTA | component | HeatGeneratorTotalThermalPower | name | HeatGeneratorTotalThermalPower
2026-07-31 12:42:32 UTC | hp04_03_CH_ZUESTA | hp04 | 03_CH | ZUESTA | component | HeatGeneratorTotalThermalPower | loadtype | LoadTypes.ANY
2026-07-31 12:42:32 UTC | hp04_03_CH_ZUESTA | hp04 | 03_CH | ZUESTA | component | HeatGeneratorTotalThermalPower | unit | Units.WATT
2026-07-31 12:42:32 UTC | hp04_03_CH_ZUESTA | hp04 | 03_CH | ZUESTA | component | HeatGeneratorPlantDhwThermalPower | building_name | BUI1
2026-07-31 12:42:32 UTC | hp04_03_CH_ZUESTA | hp04 | 03_CH | ZUESTA | component | HeatGeneratorPlantDhwThermalPower | name | HeatGeneratorPlantDhwThermalPower
2026-07-31 12:42:32 UTC | hp04_03_CH_ZUESTA | hp04 | 03_CH | ZUESTA | component | HeatGeneratorPlantDhwThermalPower | loadtype | LoadTypes.ANY
2026-07-31 12:42:32 UTC | hp04_03_CH_ZUESTA | hp04 | 03_CH | ZUESTA | component | HeatGeneratorPlantDhwThermalPower | unit | Units.WATT
2026-07-31 12:42:32 UTC | hp04_03_CH_ZUESTA | hp04 | 03_CH | ZUESTA | component | SolarDhwThermalPower | building_name | BUI1
2026-07-31 12:42:32 UTC | hp04_03_CH_ZUESTA | hp04 | 03_CH | ZUESTA | component | SolarDhwThermalPower | name | SolarDhwThermalPower
2026-07-31 12:42:32 UTC | hp04_03_CH_ZUESTA | hp04 | 03_CH | ZUESTA | component | SolarDhwThermalPower | value_watt
2026-07-31 12:42:32 UTC | hp04_03_CH_ZUESTA | hp04 | 03_CH | ZUESTA | component | SolarDhwThermalPower | loadtype | LoadTypes.ANY
2026-07-31 12:42:32 UTC | hp04_03_CH_ZUESTA | hp04 | 03_CH | ZUESTA | component | SolarDhwThermalPower | unit | Units.WATT
2026-07-31 12:42:32 UTC | hp04_03_CH_ZUESTA | hp04 | 03_CH | ZUESTA | component | FlexibilityPotential | building_name | BUI1
2026-07-31 12:42:32 UTC | hp04_03_CH_ZUESTA | hp04 | 03_CH | ZUESTA | component | FlexibilityPotential | name | FlexibilityPotential
2026-07-31 12:42:32 UTC | hp04_03_CH_ZUESTA | hp04 | 03_CH | ZUESTA | component | FlexibilityPotential | fallback_heating_cop | 1
2026-07-31 12:42:32 UTC | hp04_03_CH_ZUESTA | hp04 | 03_CH | ZUESTA | component | FlexibilityPotential | fallback_cooling_eer
2026-07-31 12:42:32 UTC | hp04_03_CH_ZUESTA | hp04 | 03_CH | ZUESTA | component | BatteryStoredEnergyWh | building_name | BUI1
2026-07-31 12:42:32 UTC | hp04_03_CH_ZUESTA | hp04 | 03_CH | ZUESTA | component | BatteryStoredEnergyWh | name | BatteryStoredEnergyWh
2026-07-31 12:42:32 UTC | hp04_03_CH_ZUESTA | hp04 | 03_CH | ZUESTA | component | BatteryStoredEnergyWh | capacity_in_kwh | 12.59
2026-07-31 12:42:32 UTC | hp04_03_CH_ZUESTA | hp04 | 03_CH | ZUESTA | component | EvStoredEnergyWhSum | building_name | BUI1
2026-07-31 12:42:32 UTC | hp04_03_CH_ZUESTA | hp04 | 03_CH | ZUESTA | component | EvStoredEnergyWhSum | name | EvStoredEnergyWhSum
2026-07-31 12:42:32 UTC | hp04_03_CH_ZUESTA | hp04 | 03_CH | ZUESTA | component | EvStoredEnergyWhSum | loadtype | LoadTypes.ELECTRICITY
2026-07-31 12:42:32 UTC | hp04_03_CH_ZUESTA | hp04 | 03_CH | ZUESTA | component | EvStoredEnergyWhSum | unit | Units.WATT_HOUR
2026-07-31 12:42:32 UTC | hp04_03_CH_ZUESTA | hp04 | 03_CH | ZUESTA | component | Car_2_22kW_Charging_Power_avg_Speed_30_kmh_1 | building_name | BUI1
2026-07-31 12:42:32 UTC | hp04_03_CH_ZUESTA | hp04 | 03_CH | ZUESTA | component | Car_2_22kW_Charging_Power_avg_Speed_30_kmh_1 | name | Car_2_22kW_Charging_Power_avg_Speed_30_kmh_1
2026-07-31 12:42:32 UTC | hp04_03_CH_ZUESTA | hp04 | 03_CH | ZUESTA | component | Car_2_22kW_Charging_Power_avg_Speed_30_kmh_1 | source_weight | 1
2026-07-31 12:42:32 UTC | hp04_03_CH_ZUESTA | hp04 | 03_CH | ZUESTA | component | Car_2_22kW_Charging_Power_avg_Speed_30_kmh_1 | fuel | LoadTypes.ELECTRICITY
2026-07-31 12:42:32 UTC | hp04_03_CH_ZUESTA | hp04 | 03_CH | ZUESTA | component | Car_2_22kW_Charging_Power_avg_Speed_30_kmh_1 | consumption_per_km | 0.15
2026-07-31 12:42:32 UTC | hp04_03_CH_ZUESTA | hp04 | 03_CH | ZUESTA | component | Car_2_22kW_Charging_Power_avg_Speed_30_kmh_1 | device_co2_footprint_in_kg | 8899.4
2026-07-31 12:42:32 UTC | hp04_03_CH_ZUESTA | hp04 | 03_CH | ZUESTA | component | Car_2_22kW_Charging_Power_avg_Speed_30_kmh_1 | investment_costs_in_euro | 44498
2026-07-31 12:42:32 UTC | hp04_03_CH_ZUESTA | hp04 | 03_CH | ZUESTA | component | Car_2_22kW_Charging_Power_avg_Speed_30_kmh_1 | lifetime_in_years | 18
2026-07-31 12:42:32 UTC | hp04_03_CH_ZUESTA | hp04 | 03_CH | ZUESTA | component | Car_2_22kW_Charging_Power_avg_Speed_30_kmh_1 | maintenance_costs_in_euro_per_year | 89
2026-07-31 12:42:32 UTC | hp04_03_CH_ZUESTA | hp04 | 03_CH | ZUESTA | component | CarBattery_1 | building_name | BUI1
2026-07-31 12:42:32 UTC | hp04_03_CH_ZUESTA | hp04 | 03_CH | ZUESTA | component | CarBattery_1 | name | CarBattery_1
2026-07-31 12:42:32 UTC | hp04_03_CH_ZUESTA | hp04 | 03_CH | ZUESTA | component | CarBattery_1 | source_weight | 4
2026-07-31 12:42:32 UTC | hp04_03_CH_ZUESTA | hp04 | 03_CH | ZUESTA | component | CarBattery_1 | system_id | SG1
2026-07-31 12:42:32 UTC | hp04_03_CH_ZUESTA | hp04 | 03_CH | ZUESTA | component | CarBattery_1 | p_inv_custom | 10000
2026-07-31 12:42:32 UTC | hp04_03_CH_ZUESTA | hp04 | 03_CH | ZUESTA | component | CarBattery_1 | e_bat_custom | 30
2026-07-31 12:42:32 UTC | hp04_03_CH_ZUESTA | hp04 | 03_CH | ZUESTA | component | CarBattery_1 | charge | 0
2026-07-31 12:42:32 UTC | hp04_03_CH_ZUESTA | hp04 | 03_CH | ZUESTA | component | CarBattery_1 | discharge | 0
2026-07-31 12:42:32 UTC | hp04_03_CH_ZUESTA | hp04 | 03_CH | ZUESTA | component | L1EVChargeControl_1 | building_name | BUI1
2026-07-31 12:42:32 UTC | hp04_03_CH_ZUESTA | hp04 | 03_CH | ZUESTA | component | L1EVChargeControl_1 | name | L1EVChargeControl_1
2026-07-31 12:42:32 UTC | hp04_03_CH_ZUESTA | hp04 | 03_CH | ZUESTA | component | L1EVChargeControl_1 | source_weight | 4
2026-07-31 12:42:32 UTC | hp04_03_CH_ZUESTA | hp04 | 03_CH | ZUESTA | component | L1EVChargeControl_1 | battery_set | 0.8
2026-07-31 12:42:32 UTC | hp04_03_CH_ZUESTA | hp04 | 03_CH | ZUESTA | component | L1EVChargeControl_1 | lower_threshold_charging_power | 37
2026-07-31 12:42:32 UTC | hp04_03_CH_ZUESTA | hp04 | 03_CH | ZUESTA | component | L1EVChargeControl_1 | device_co2_footprint_in_kg | 100
2026-07-31 12:42:32 UTC | hp04_03_CH_ZUESTA | hp04 | 03_CH | ZUESTA | component | L1EVChargeControl_1 | investment_costs_in_euro | 1000
2026-07-31 12:42:32 UTC | hp04_03_CH_ZUESTA | hp04 | 03_CH | ZUESTA | component | L1EVChargeControl_1 | lifetime_in_years | 10
2026-07-31 12:42:32 UTC | hp04_03_CH_ZUESTA | hp04 | 03_CH | ZUESTA | component | L1EVChargeControl_1 | maintenance_costs_in_euro_per_year | 5
2026-07-31 12:42:32 UTC | hp04_04_CH_ZUESTA | hp04 | 04_CH | ZUESTA | simulation | SimulationParameters | year | 2050
2026-07-31 12:42:32 UTC | hp04_04_CH_ZUESTA | hp04 | 04_CH | ZUESTA | simulation | SimulationParameters | seconds_per_timestep | 9 | s
2026-07-31 12:42:32 UTC | hp04_04_CH_ZUESTA | hp04 | 04_CH | ZUESTA | simulation | SimulationParameters | country | CH
2026-07-31 12:42:32 UTC | hp04_04_CH_ZUESTA | hp04 | 04_CH | ZUESTA | cli | cli_overrides | ARCH | 04_CH
2026-07-31 12:42:32 UTC | hp04_04_CH_ZUESTA | hp04 | 04_CH | ZUESTA | cli | cli_overrides | WEATHER | ZUESTA
2026-07-31 12:42:32 UTC | hp04_04_CH_ZUESTA | hp04 | 04_CH | ZUESTA | cli | cli_overrides | TIME_HORIZON | future
2026-07-31 12:42:32 UTC | hp04_04_CH_ZUESTA | hp04 | 04_CH | ZUESTA | cli | cli_overrides | SCENARIO | none
2026-07-31 12:42:32 UTC | hp04_04_CH_ZUESTA | hp04 | 04_CH | ZUESTA | cli | cli_overrides | OCC | SIA2024
2026-07-31 12:42:32 UTC | hp04_04_CH_ZUESTA | hp04 | 04_CH | ZUESTA | cli | cli_overrides | HEATGEN_SIZING | IDEAL_LOOKUP
2026-07-31 12:42:32 UTC | hp04_04_CH_ZUESTA | hp04 | 04_CH | ZUESTA | cli | cli_overrides | HP_MODEL | Viessmann Werke GmbH & Co KG / Vitocal 250-A Compact AWMOF-251.A1.16-400-V001/V002
2026-07-31 12:42:32 UTC | hp04_04_CH_ZUESTA | hp04 | 04_CH | ZUESTA | cli | cli_overrides | HP_NOMINAL_POWER_W | 7600
2026-07-31 12:42:32 UTC | hp04_04_CH_ZUESTA | hp04 | 04_CH | ZUESTA | component | EvStoredEnergyWh_1 | building_name | BUI1
2026-07-31 12:42:32 UTC | hp04_04_CH_ZUESTA | hp04 | 04_CH | ZUESTA | component | EvStoredEnergyWh_1 | name | EvStoredEnergyWh_1
2026-07-31 12:42:32 UTC | hp04_04_CH_ZUESTA | hp04 | 04_CH | ZUESTA | component | EvStoredEnergyWh_1 | capacity_in_kwh | 3
2026-07-31 12:42:32 UTC | hp04_04_CH_ZUESTA | hp04 | 04_CH | ZUESTA | internal_loads | SIA2024Occupancy | conditioned_floor_area_in_m2 | 19
2026-07-31 12:42:32 UTC | hp04_04_CH_ZUESTA | hp04 | 04_CH | ZUESTA | internal_loads | SIA2024Occupancy | appliances_load_w_per_m2 | 1
2026-07-31 12:42:32 UTC | hp04_04_CH_ZUESTA | hp04 | 04_CH | ZUESTA | internal_loads | SIA2024Occupancy | lighting_load_w_per_m2 | 3
2026-07-31 12:42:32 UTC | hp04_04_CH_ZUESTA | hp04 | 04_CH | ZUESTA | internal_loads | SIA2024Occupancy | lighting_annual_full_load_hours | 846
2026-07-31 12:42:32 UTC | hp04_04_CH_ZUESTA | hp04 | 04_CH | ZUESTA | internal_loads | SIA2024Occupancy | appliances_yearly_utilization_per_month | 0.7995
2026-07-31 12:42:32 UTC | hp04_04_CH_ZUESTA | hp04 | 04_CH | ZUESTA | weather | Weather | source_path | C:\Users\het\HiSim\hisim\inputs\weather\custom_csv\Zurich\NABZUE_2060_RCP85_DRY.csv
2026-07-31 12:42:32 UTC | hp04_04_CH_ZUESTA | hp04 | 04_CH | ZUESTA | weather | Weather | location | Zurich
2026-07-31 12:42:32 UTC | hp04_04_CH_ZUESTA | hp04 | 04_CH | ZUESTA | weather | Weather | name | Weather
2026-07-31 12:42:32 UTC | hp04_04_CH_ZUESTA | hp04 | 04_CH | ZUESTA | pv | PVSystem | power_in_watt | 14347.1
2026-07-31 12:42:32 UTC | hp04_04_CH_ZUESTA | hp04 | 04_CH | ZUESTA | pv | PVSystem | tilt | 30
2026-07-31 12:42:32 UTC | hp04_04_CH_ZUESTA | hp04 | 04_CH | ZUESTA | pv | PVSystem | azimuth | 180
2026-07-31 12:42:32 UTC | hp04_04_CH_ZUESTA | hp04 | 04_CH | ZUESTA | pv | PVSystem | location | ZUESTA
2026-07-31 12:42:32 UTC | hp04_04_CH_ZUESTA | hp04 | 04_CH | ZUESTA | component | ElectricityMeter | building_name | BUI1
2026-07-31 12:42:32 UTC | hp04_04_CH_ZUESTA | hp04 | 04_CH | ZUESTA | component | ElectricityMeter | name | ElectricityMeter
2026-07-31 12:42:32 UTC | hp04_04_CH_ZUESTA | hp04 | 04_CH | ZUESTA | component | L2EMSElectricityController | building_name | BUI1
2026-07-31 12:42:32 UTC | hp04_04_CH_ZUESTA | hp04 | 04_CH | ZUESTA | component | L2EMSElectricityController | name | L2EMSElectricityController
2026-07-31 12:42:32 UTC | hp04_04_CH_ZUESTA | hp04 | 04_CH | ZUESTA | component | L2EMSElectricityController | strategy | optimize_own_consumption
2026-07-31 12:42:32 UTC | hp04_04_CH_ZUESTA | hp04 | 04_CH | ZUESTA | component | L2EMSElectricityController | limit_to_shave | 0
2026-07-31 12:42:32 UTC | hp04_04_CH_ZUESTA | hp04 | 04_CH | ZUESTA | component | L2EMSElectricityController | building_indoor_temperature_offset_value | 2
2026-07-31 12:42:32 UTC | hp04_04_CH_ZUESTA | hp04 | 04_CH | ZUESTA | component | L2EMSElectricityController | domestic_hot_water_storage_temperature_offset_value | 10
2026-07-31 12:42:32 UTC | hp04_04_CH_ZUESTA | hp04 | 04_CH | ZUESTA | component | L2EMSElectricityController | space_heating_water_storage_temperature_offset_value | 10
2026-07-31 12:42:32 UTC | hp04_04_CH_ZUESTA | hp04 | 04_CH | ZUESTA | building | Building | building_name | 1961_1970
2026-07-31 12:42:32 UTC | hp04_04_CH_ZUESTA | hp04 | 04_CH | ZUESTA | building | Building | building_code | AT.N.SFH.04.Gen.ReEx.001.002
2026-07-31 12:42:32 UTC | hp04_04_CH_ZUESTA | hp04 | 04_CH | ZUESTA | building | Building | building_heat_capacity_class | heavy
2026-07-31 12:42:32 UTC | hp04_04_CH_ZUESTA | hp04 | 04_CH | ZUESTA | building | Building | absolute_conditioned_floor_area_in_m2 | 190
2026-07-31 12:42:32 UTC | hp04_04_CH_ZUESTA | hp04 | 04_CH | ZUESTA | building | Building | heating_reference_temperature_in_celsius | -8
2026-07-31 12:42:32 UTC | hp04_04_CH_ZUESTA | hp04 | 04_CH | ZUESTA | building | Building | floor_u_value_in_watt_per_m2_per_kelvin | 1
2026-07-31 12:42:32 UTC | hp04_04_CH_ZUESTA | hp04 | 04_CH | ZUESTA | building | Building | floor_area_in_m2 | 99.2
2026-07-31 12:42:32 UTC | hp04_04_CH_ZUESTA | hp04 | 04_CH | ZUESTA | building | Building | facade_u_value_in_watt_per_m2_per_kelvin | 0.7
2026-07-31 12:42:32 UTC | hp04_04_CH_ZUESTA | hp04 | 04_CH | ZUESTA | building | Building | facade_area_in_m2 | 163.4
2026-07-31 12:42:32 UTC | hp04_04_CH_ZUESTA | hp04 | 04_CH | ZUESTA | building | Building | roof_u_value_in_watt_per_m2_per_kelvin | 0.47
2026-07-31 12:42:32 UTC | hp04_04_CH_ZUESTA | hp04 | 04_CH | ZUESTA | building | Building | roof_area_in_m2 | 108.8
2026-07-31 12:42:32 UTC | hp04_04_CH_ZUESTA | hp04 | 04_CH | ZUESTA | building | Building | window_u_value_in_watt_per_m2_per_kelvin | 1.7
2026-07-31 12:42:32 UTC | hp04_04_CH_ZUESTA | hp04 | 04_CH | ZUESTA | building | Building | window_area_in_m2 | 30.4
2026-07-31 12:42:32 UTC | hp04_04_CH_ZUESTA | hp04 | 04_CH | ZUESTA | building | Building | door_u_value_in_watt_per_m2_per_kelvin
2026-07-31 12:42:32 UTC | hp04_04_CH_ZUESTA | hp04 | 04_CH | ZUESTA | building | Building | door_area_in_m2
2026-07-31 12:42:32 UTC | hp04_04_CH_ZUESTA | hp04 | 04_CH | ZUESTA | building | Building | set_heating_temperature_in_celsius | 20.5
2026-07-31 12:42:32 UTC | hp04_04_CH_ZUESTA | hp04 | 04_CH | ZUESTA | building | Building | set_cooling_temperature_in_celsius | 25
2026-07-31 12:42:32 UTC | hp04_04_CH_ZUESTA | hp04 | 04_CH | ZUESTA | building | Building | natural_ventilation_m3_per_h_per_person | 29
2026-07-31 12:42:32 UTC | hp04_04_CH_ZUESTA | hp04 | 04_CH | ZUESTA | building | Building | sia_natural_ventilation_m3_per_h_per_m2 | 0.6
2026-07-31 12:42:32 UTC | hp04_04_CH_ZUESTA | hp04 | 04_CH | ZUESTA | building | Building | swiss_infiltration_rate_per_h | 0.3
2026-07-31 12:42:32 UTC | hp04_04_CH_ZUESTA | hp04 | 04_CH | ZUESTA | building | Building | heating_demand_mode | iso13790
2026-07-31 12:42:32 UTC | hp04_04_CH_ZUESTA | hp04 | 04_CH | ZUESTA | building | Building | operative_heating_proportional_band_in_celsius | 1
2026-07-31 12:42:32 UTC | hp04_04_CH_ZUESTA | hp04 | 04_CH | ZUESTA | building | Building | operative_heating_proportional_gain | 1
2026-07-31 12:42:32 UTC | hp04_04_CH_ZUESTA | hp04 | 04_CH | ZUESTA | building | Building | control_comfort_lower_bound_shift_in_celsius
2026-07-31 12:42:32 UTC | hp04_04_CH_ZUESTA | hp04 | 04_CH | ZUESTA | building | Building | comfort_aware_seasonal_heating_gate | true
2026-07-31 12:42:32 UTC | hp04_04_CH_ZUESTA | hp04 | 04_CH | ZUESTA | component | StrictComfortDemandController | building_name | BUI1
2026-07-31 12:42:32 UTC | hp04_04_CH_ZUESTA | hp04 | 04_CH | ZUESTA | component | StrictComfortDemandController | name | StrictComfortDemandController
2026-07-31 12:42:32 UTC | hp04_04_CH_ZUESTA | hp04 | 04_CH | ZUESTA | component | StrictComfortDemandController | temperature_air_heating_in_celsius | 20.5
2026-07-31 12:42:32 UTC | hp04_04_CH_ZUESTA | hp04 | 04_CH | ZUESTA | component | StrictComfortDemandController | temperature_air_cooling_in_celsius | 24
2026-07-31 12:42:32 UTC | hp04_04_CH_ZUESTA | hp04 | 04_CH | ZUESTA | component | StrictComfortDemandController | offset | 0.5
2026-07-31 12:42:32 UTC | hp04_04_CH_ZUESTA | hp04 | 04_CH | ZUESTA | component | StrictComfortDemandController | mode | 2
2026-07-31 12:42:32 UTC | hp04_04_CH_ZUESTA | hp04 | 04_CH | ZUESTA | component | StrictComfortDemandController | use_adaptive_comfort_band | true
2026-07-31 12:42:32 UTC | hp04_04_CH_ZUESTA | hp04 | 04_CH | ZUESTA | component | StrictComfortDemandController | control_strategy | strict_comfort_band_v1
2026-07-31 12:42:32 UTC | hp04_04_CH_ZUESTA | hp04 | 04_CH | ZUESTA | component | StrictComfortDemandController | comfort_band_inner_offset_in_celsius | 0.5
2026-07-31 12:42:32 UTC | hp04_04_CH_ZUESTA | hp04 | 04_CH | ZUESTA | component | StrictComfortDemandController | comfort_band_inner_offset_lower_in_celsius | 1
2026-07-31 12:42:32 UTC | hp04_04_CH_ZUESTA | hp04 | 04_CH | ZUESTA | component | StrictComfortDemandController | comfort_band_inner_offset_upper_in_celsius | 0.5
2026-07-31 12:42:32 UTC | hp04_04_CH_ZUESTA | hp04 | 04_CH | ZUESTA | component | StrictComfortDemandController | heating_disabled_above_running_mean_outdoor_temperature_in_celsius | 18
2026-07-31 12:42:32 UTC | hp04_04_CH_ZUESTA | hp04 | 04_CH | ZUESTA | component | StrictComfortDemandController | cooling_enabled_above_running_mean_outdoor_temperature_in_celsius | 22
2026-07-31 12:42:32 UTC | hp04_04_CH_ZUESTA | hp04 | 04_CH | ZUESTA | component | ComfortBandHeatingDemand | building_name | BUI1
2026-07-31 12:42:32 UTC | hp04_04_CH_ZUESTA | hp04 | 04_CH | ZUESTA | component | ComfortBandHeatingDemand | name | ComfortBandHeatingDemand
2026-07-31 12:42:32 UTC | hp04_04_CH_ZUESTA | hp04 | 04_CH | ZUESTA | component | ComfortBandHeatingDemand | max_heating_power_in_watt | 10850.1
2026-07-31 12:42:32 UTC | hp04_04_CH_ZUESTA | hp04 | 04_CH | ZUESTA | component | ComfortBandHeatingDemand | proportional_gain_in_watt_per_kelvin | 21700.3
2026-07-31 12:42:32 UTC | hp04_04_CH_ZUESTA | hp04 | 04_CH | ZUESTA | component | StrictComfortSetpointModifier | building_name | BUI1
2026-07-31 12:42:32 UTC | hp04_04_CH_ZUESTA | hp04 | 04_CH | ZUESTA | component | StrictComfortSetpointModifier | name | StrictComfortSetpointModifier
2026-07-31 12:42:32 UTC | hp04_04_CH_ZUESTA | hp04 | 04_CH | ZUESTA | component | StrictComfortSetpointModifier | base_heating_setpoint_in_celsius | 20.5
2026-07-31 12:42:32 UTC | hp04_04_CH_ZUESTA | hp04 | 04_CH | ZUESTA | component | StrictComfortSetpointModifier | recovery_gain | 5
2026-07-31 12:42:32 UTC | hp04_04_CH_ZUESTA | hp04 | 04_CH | ZUESTA | component | StrictComfortSetpointModifier | max_recovery_boost_in_celsius | 5
2026-07-31 12:42:32 UTC | hp04_04_CH_ZUESTA | hp04 | 04_CH | ZUESTA | component | StrictComfortSetpointModifier | clamp_min_modifier_in_celsius
2026-07-31 12:42:32 UTC | hp04_04_CH_ZUESTA | hp04 | 04_CH | ZUESTA | component | StrictComfortSetpointModifier | clamp_max_modifier_in_celsius | 15
2026-07-31 12:42:32 UTC | hp04_04_CH_ZUESTA | hp04 | 04_CH | ZUESTA | component | TotalThermalBuildingDemand | building_name | BUI1
2026-07-31 12:42:32 UTC | hp04_04_CH_ZUESTA | hp04 | 04_CH | ZUESTA | component | TotalThermalBuildingDemand | name | TotalThermalBuildingDemand
2026-07-31 12:42:32 UTC | hp04_04_CH_ZUESTA | hp04 | 04_CH | ZUESTA | component | TotalThermalBuildingDemand | loadtype | LoadTypes.ANY
2026-07-31 12:42:32 UTC | hp04_04_CH_ZUESTA | hp04 | 04_CH | ZUESTA | component | TotalThermalBuildingDemand | unit | Units.WATT
2026-07-31 12:42:32 UTC | hp04_04_CH_ZUESTA | hp04 | 04_CH | ZUESTA | component | HeatDistributionController | building_name | BUI1
2026-07-31 12:42:32 UTC | hp04_04_CH_ZUESTA | hp04 | 04_CH | ZUESTA | component | HeatDistributionController | name | HeatDistributionController
2026-07-31 12:42:32 UTC | hp04_04_CH_ZUESTA | hp04 | 04_CH | ZUESTA | component | HeatDistributionController | heating_system | HeatDistributionSystemType.FLOORHEATING
2026-07-31 12:42:32 UTC | hp04_04_CH_ZUESTA | hp04 | 04_CH | ZUESTA | component | HeatDistributionController | set_heating_threshold_outside_temperature_in_celsius | 16
2026-07-31 12:42:32 UTC | hp04_04_CH_ZUESTA | hp04 | 04_CH | ZUESTA | component | HeatDistributionController | heating_reference_temperature_in_celsius | -8
2026-07-31 12:42:32 UTC | hp04_04_CH_ZUESTA | hp04 | 04_CH | ZUESTA | component | HeatDistributionController | set_heating_temperature_for_building_in_celsius | 20.5
2026-07-31 12:42:32 UTC | hp04_04_CH_ZUESTA | hp04 | 04_CH | ZUESTA | component | HeatDistributionController | set_cooling_temperature_for_building_in_celsius | 25
2026-07-31 12:42:32 UTC | hp04_04_CH_ZUESTA | hp04 | 04_CH | ZUESTA | component | HeatDistributionController | heating_load_of_building_in_watt | 10850.1
2026-07-31 12:42:32 UTC | hp04_04_CH_ZUESTA | hp04 | 04_CH | ZUESTA | heat_distribution | HeatDistributionSystem | absolute_conditioned_floor_area_in_m2 | 19
2026-07-31 12:42:32 UTC | hp04_04_CH_ZUESTA | hp04 | 04_CH | ZUESTA | thermal_storage | SimpleHotWaterStorage | volume_heating_water_storage_in_liter | 542.5
2026-07-31 12:42:32 UTC | hp04_04_CH_ZUESTA | hp04 | 04_CH | ZUESTA | component | BufferRemainingCapacity60C | building_name | BUI1
2026-07-31 12:42:32 UTC | hp04_04_CH_ZUESTA | hp04 | 04_CH | ZUESTA | component | BufferRemainingCapacity60C | name | BufferRemainingCapacity60C
2026-07-31 12:42:32 UTC | hp04_04_CH_ZUESTA | hp04 | 04_CH | ZUESTA | component | BufferRemainingCapacity60C | volume_heating_water_storage_in_liter | 542.5
2026-07-31 12:42:32 UTC | hp04_04_CH_ZUESTA | hp04 | 04_CH | ZUESTA | component | BufferRemainingCapacity60C | max_temperature_in_celsius | 6
2026-07-31 12:42:32 UTC | hp04_04_CH_ZUESTA | hp04 | 04_CH | ZUESTA | component | BufferRemainingCapacity60C | water_density_kg_per_liter | 0.992
2026-07-31 12:42:32 UTC | hp04_04_CH_ZUESTA | hp04 | 04_CH | ZUESTA | component | BufferRemainingCapacity60C | water_specific_heat_capacity_j_per_kg_per_k | 4180
2026-07-31 12:42:32 UTC | hp04_04_CH_ZUESTA | hp04 | 04_CH | ZUESTA | component | HeatPumpControllerSH | building_name | BUI1
2026-07-31 12:42:32 UTC | hp04_04_CH_ZUESTA | hp04 | 04_CH | ZUESTA | component | HeatPumpControllerSH | name | HeatPumpControllerSH
2026-07-31 12:42:32 UTC | hp04_04_CH_ZUESTA | hp04 | 04_CH | ZUESTA | component | HeatPumpControllerSH | mode | 2
2026-07-31 12:42:32 UTC | hp04_04_CH_ZUESTA | hp04 | 04_CH | ZUESTA | component | HeatPumpControllerSH | set_heating_threshold_outside_temperature_in_celsius | 16
2026-07-31 12:42:32 UTC | hp04_04_CH_ZUESTA | hp04 | 04_CH | ZUESTA | component | HeatPumpControllerSH | set_cooling_threshold_outside_temperature_in_celsius | 22
2026-07-31 12:42:32 UTC | hp04_04_CH_ZUESTA | hp04 | 04_CH | ZUESTA | component | HeatPumpControllerSH | upper_temperature_offset_for_state_conditions_in_celsius | 1
2026-07-31 12:42:32 UTC | hp04_04_CH_ZUESTA | hp04 | 04_CH | ZUESTA | component | HeatPumpControllerSH | lower_temperature_offset_for_state_conditions_in_celsius | 1
2026-07-31 12:42:32 UTC | hp04_04_CH_ZUESTA | hp04 | 04_CH | ZUESTA | component | HeatPumpControllerSH | heat_distribution_system_type | HeatDistributionSystemType.FLOORHEATING
2026-07-31 12:42:32 UTC | hp04_04_CH_ZUESTA | hp04 | 04_CH | ZUESTA | component | HeatPumpControllerDHW | building_name | BUI1
2026-07-31 12:42:32 UTC | hp04_04_CH_ZUESTA | hp04 | 04_CH | ZUESTA | component | HeatPumpControllerDHW | name | HeatPumpControllerDHW
2026-07-31 12:42:32 UTC | hp04_04_CH_ZUESTA | hp04 | 04_CH | ZUESTA | component | HeatPumpControllerDHW | t_min_dhw_storage_in_celsius | 4
2026-07-31 12:42:32 UTC | hp04_04_CH_ZUESTA | hp04 | 04_CH | ZUESTA | component | HeatPumpControllerDHW | t_max_dhw_storage_in_celsius | 6
2026-07-31 12:42:32 UTC | hp04_04_CH_ZUESTA | hp04 | 04_CH | ZUESTA | component | HeatPumpControllerDHW | thermalpower_dhw_is_constant | false
2026-07-31 12:42:32 UTC | hp04_04_CH_ZUESTA | hp04 | 04_CH | ZUESTA | component | HeatPumpControllerDHW | p_th_max_dhw_in_watt | 5000
2026-07-31 12:42:32 UTC | hp04_04_CH_ZUESTA | hp04 | 04_CH | ZUESTA | heat_generator | HeatPumpHPLib | set_thermal_output_power_in_watt | 7600
2026-07-31 12:42:32 UTC | hp04_04_CH_ZUESTA | hp04 | 04_CH | ZUESTA | heat_generator | HeatPumpHPLib | flow_temperature_in_celsius | 35
2026-07-31 12:42:32 UTC | hp04_04_CH_ZUESTA | hp04 | 04_CH | ZUESTA | heat_generator | HeatPumpHPLib | heating_reference_temperature_in_celsius | -7
2026-07-31 12:42:32 UTC | hp04_04_CH_ZUESTA | hp04 | 04_CH | ZUESTA | heat_generator | HeatPumpHPLib | with_domestic_hot_water_preparation | true
2026-07-31 12:42:32 UTC | hp04_04_CH_ZUESTA | hp04 | 04_CH | ZUESTA | heat_generator | HeatPumpHPLib | minimum_running_time_in_seconds | 14400
2026-07-31 12:42:32 UTC | hp04_04_CH_ZUESTA | hp04 | 04_CH | ZUESTA | heat_generator | HeatPumpHPLib | minimum_idle_time_in_seconds | 900
2026-07-31 12:42:32 UTC | hp04_04_CH_ZUESTA | hp04 | 04_CH | ZUESTA | heat_generator | HeatPumpHPLib | group_id | 1
2026-07-31 12:42:32 UTC | hp04_04_CH_ZUESTA | hp04 | 04_CH | ZUESTA | component | HeatGeneratorTotalThermalPower | building_name | BUI1
2026-07-31 12:42:32 UTC | hp04_04_CH_ZUESTA | hp04 | 04_CH | ZUESTA | component | HeatGeneratorTotalThermalPower | name | HeatGeneratorTotalThermalPower
2026-07-31 12:42:32 UTC | hp04_04_CH_ZUESTA | hp04 | 04_CH | ZUESTA | component | HeatGeneratorTotalThermalPower | loadtype | LoadTypes.ANY
2026-07-31 12:42:32 UTC | hp04_04_CH_ZUESTA | hp04 | 04_CH | ZUESTA | component | HeatGeneratorTotalThermalPower | unit | Units.WATT
2026-07-31 12:42:32 UTC | hp04_04_CH_ZUESTA | hp04 | 04_CH | ZUESTA | component | HeatGeneratorPlantDhwThermalPower | building_name | BUI1
2026-07-31 12:42:32 UTC | hp04_04_CH_ZUESTA | hp04 | 04_CH | ZUESTA | component | HeatGeneratorPlantDhwThermalPower | name | HeatGeneratorPlantDhwThermalPower
2026-07-31 12:42:32 UTC | hp04_04_CH_ZUESTA | hp04 | 04_CH | ZUESTA | component | HeatGeneratorPlantDhwThermalPower | loadtype | LoadTypes.ANY
2026-07-31 12:42:32 UTC | hp04_04_CH_ZUESTA | hp04 | 04_CH | ZUESTA | component | HeatGeneratorPlantDhwThermalPower | unit | Units.WATT
2026-07-31 12:42:32 UTC | hp04_04_CH_ZUESTA | hp04 | 04_CH | ZUESTA | component | SolarDhwThermalPower | building_name | BUI1
2026-07-31 12:42:32 UTC | hp04_04_CH_ZUESTA | hp04 | 04_CH | ZUESTA | component | SolarDhwThermalPower | name | SolarDhwThermalPower
2026-07-31 12:42:32 UTC | hp04_04_CH_ZUESTA | hp04 | 04_CH | ZUESTA | component | SolarDhwThermalPower | value_watt
2026-07-31 12:42:32 UTC | hp04_04_CH_ZUESTA | hp04 | 04_CH | ZUESTA | component | SolarDhwThermalPower | loadtype | LoadTypes.ANY
2026-07-31 12:42:32 UTC | hp04_04_CH_ZUESTA | hp04 | 04_CH | ZUESTA | component | SolarDhwThermalPower | unit | Units.WATT
2026-07-31 12:42:32 UTC | hp04_04_CH_ZUESTA | hp04 | 04_CH | ZUESTA | component | FlexibilityPotential | building_name | BUI1
2026-07-31 12:42:32 UTC | hp04_04_CH_ZUESTA | hp04 | 04_CH | ZUESTA | component | FlexibilityPotential | name | FlexibilityPotential
2026-07-31 12:42:32 UTC | hp04_04_CH_ZUESTA | hp04 | 04_CH | ZUESTA | component | FlexibilityPotential | fallback_heating_cop | 1
2026-07-31 12:42:32 UTC | hp04_04_CH_ZUESTA | hp04 | 04_CH | ZUESTA | component | FlexibilityPotential | fallback_cooling_eer
2026-07-31 12:42:32 UTC | hp04_04_CH_ZUESTA | hp04 | 04_CH | ZUESTA | component | BatteryStoredEnergyWh | building_name | BUI1
2026-07-31 12:42:32 UTC | hp04_04_CH_ZUESTA | hp04 | 04_CH | ZUESTA | component | BatteryStoredEnergyWh | name | BatteryStoredEnergyWh
2026-07-31 12:42:32 UTC | hp04_04_CH_ZUESTA | hp04 | 04_CH | ZUESTA | component | BatteryStoredEnergyWh | capacity_in_kwh | 14.35
2026-07-31 12:42:32 UTC | hp04_04_CH_ZUESTA | hp04 | 04_CH | ZUESTA | component | EvStoredEnergyWhSum | building_name | BUI1
2026-07-31 12:42:32 UTC | hp04_04_CH_ZUESTA | hp04 | 04_CH | ZUESTA | component | EvStoredEnergyWhSum | name | EvStoredEnergyWhSum
2026-07-31 12:42:32 UTC | hp04_04_CH_ZUESTA | hp04 | 04_CH | ZUESTA | component | EvStoredEnergyWhSum | loadtype | LoadTypes.ELECTRICITY
2026-07-31 12:42:32 UTC | hp04_04_CH_ZUESTA | hp04 | 04_CH | ZUESTA | component | EvStoredEnergyWhSum | unit | Units.WATT_HOUR
2026-07-31 12:42:32 UTC | hp04_04_CH_ZUESTA | hp04 | 04_CH | ZUESTA | component | Car_2_22kW_Charging_Power_avg_Speed_30_kmh_1 | building_name | BUI1
2026-07-31 12:42:32 UTC | hp04_04_CH_ZUESTA | hp04 | 04_CH | ZUESTA | component | Car_2_22kW_Charging_Power_avg_Speed_30_kmh_1 | name | Car_2_22kW_Charging_Power_avg_Speed_30_kmh_1
2026-07-31 12:42:32 UTC | hp04_04_CH_ZUESTA | hp04 | 04_CH | ZUESTA | component | Car_2_22kW_Charging_Power_avg_Speed_30_kmh_1 | source_weight | 1
2026-07-31 12:42:32 UTC | hp04_04_CH_ZUESTA | hp04 | 04_CH | ZUESTA | component | Car_2_22kW_Charging_Power_avg_Speed_30_kmh_1 | fuel | LoadTypes.ELECTRICITY
2026-07-31 12:42:32 UTC | hp04_04_CH_ZUESTA | hp04 | 04_CH | ZUESTA | component | Car_2_22kW_Charging_Power_avg_Speed_30_kmh_1 | consumption_per_km | 0.15
2026-07-31 12:42:32 UTC | hp04_04_CH_ZUESTA | hp04 | 04_CH | ZUESTA | component | Car_2_22kW_Charging_Power_avg_Speed_30_kmh_1 | device_co2_footprint_in_kg | 8899.4
2026-07-31 12:42:32 UTC | hp04_04_CH_ZUESTA | hp04 | 04_CH | ZUESTA | component | Car_2_22kW_Charging_Power_avg_Speed_30_kmh_1 | investment_costs_in_euro | 44498
2026-07-31 12:42:32 UTC | hp04_04_CH_ZUESTA | hp04 | 04_CH | ZUESTA | component | Car_2_22kW_Charging_Power_avg_Speed_30_kmh_1 | lifetime_in_years | 18
2026-07-31 12:42:32 UTC | hp04_04_CH_ZUESTA | hp04 | 04_CH | ZUESTA | component | Car_2_22kW_Charging_Power_avg_Speed_30_kmh_1 | maintenance_costs_in_euro_per_year | 89
2026-07-31 12:42:32 UTC | hp04_04_CH_ZUESTA | hp04 | 04_CH | ZUESTA | component | CarBattery_1 | building_name | BUI1
2026-07-31 12:42:32 UTC | hp04_04_CH_ZUESTA | hp04 | 04_CH | ZUESTA | component | CarBattery_1 | name | CarBattery_1
2026-07-31 12:42:32 UTC | hp04_04_CH_ZUESTA | hp04 | 04_CH | ZUESTA | component | CarBattery_1 | source_weight | 4
2026-07-31 12:42:32 UTC | hp04_04_CH_ZUESTA | hp04 | 04_CH | ZUESTA | component | CarBattery_1 | system_id | SG1
2026-07-31 12:42:32 UTC | hp04_04_CH_ZUESTA | hp04 | 04_CH | ZUESTA | component | CarBattery_1 | p_inv_custom | 10000
2026-07-31 12:42:32 UTC | hp04_04_CH_ZUESTA | hp04 | 04_CH | ZUESTA | component | CarBattery_1 | e_bat_custom | 30
2026-07-31 12:42:32 UTC | hp04_04_CH_ZUESTA | hp04 | 04_CH | ZUESTA | component | CarBattery_1 | charge | 0
2026-07-31 12:42:32 UTC | hp04_04_CH_ZUESTA | hp04 | 04_CH | ZUESTA | component | CarBattery_1 | discharge | 0
2026-07-31 12:42:32 UTC | hp04_04_CH_ZUESTA | hp04 | 04_CH | ZUESTA | component | L1EVChargeControl_1 | building_name | BUI1
2026-07-31 12:42:32 UTC | hp04_04_CH_ZUESTA | hp04 | 04_CH | ZUESTA | component | L1EVChargeControl_1 | name | L1EVChargeControl_1
2026-07-31 12:42:32 UTC | hp04_04_CH_ZUESTA | hp04 | 04_CH | ZUESTA | component | L1EVChargeControl_1 | source_weight | 4
2026-07-31 12:42:32 UTC | hp04_04_CH_ZUESTA | hp04 | 04_CH | ZUESTA | component | L1EVChargeControl_1 | battery_set | 0.8
2026-07-31 12:42:32 UTC | hp04_04_CH_ZUESTA | hp04 | 04_CH | ZUESTA | component | L1EVChargeControl_1 | lower_threshold_charging_power | 37
2026-07-31 12:42:32 UTC | hp04_04_CH_ZUESTA | hp04 | 04_CH | ZUESTA | component | L1EVChargeControl_1 | device_co2_footprint_in_kg | 100
2026-07-31 12:42:32 UTC | hp04_04_CH_ZUESTA | hp04 | 04_CH | ZUESTA | component | L1EVChargeControl_1 | investment_costs_in_euro | 1000
2026-07-31 12:42:32 UTC | hp04_04_CH_ZUESTA | hp04 | 04_CH | ZUESTA | component | L1EVChargeControl_1 | lifetime_in_years | 10
2026-07-31 12:42:32 UTC | hp04_04_CH_ZUESTA | hp04 | 04_CH | ZUESTA | component | L1EVChargeControl_1 | maintenance_costs_in_euro_per_year | 5
2026-07-31 12:42:32 UTC | hp04_05_CH_ZUESTA | hp04 | 05_CH | ZUESTA | simulation | SimulationParameters | year | 2050
2026-07-31 12:42:32 UTC | hp04_05_CH_ZUESTA | hp04 | 05_CH | ZUESTA | simulation | SimulationParameters | seconds_per_timestep | 9 | s
2026-07-31 12:42:32 UTC | hp04_05_CH_ZUESTA | hp04 | 05_CH | ZUESTA | simulation | SimulationParameters | country | CH
2026-07-31 12:42:32 UTC | hp04_05_CH_ZUESTA | hp04 | 05_CH | ZUESTA | cli | cli_overrides | ARCH | 05_CH
2026-07-31 12:42:32 UTC | hp04_05_CH_ZUESTA | hp04 | 05_CH | ZUESTA | cli | cli_overrides | WEATHER | ZUESTA
2026-07-31 12:42:32 UTC | hp04_05_CH_ZUESTA | hp04 | 05_CH | ZUESTA | cli | cli_overrides | TIME_HORIZON | future
2026-07-31 12:42:32 UTC | hp04_05_CH_ZUESTA | hp04 | 05_CH | ZUESTA | cli | cli_overrides | SCENARIO | none
2026-07-31 12:42:32 UTC | hp04_05_CH_ZUESTA | hp04 | 05_CH | ZUESTA | cli | cli_overrides | OCC | SIA2024
2026-07-31 12:42:32 UTC | hp04_05_CH_ZUESTA | hp04 | 05_CH | ZUESTA | cli | cli_overrides | HEATGEN_SIZING | IDEAL_LOOKUP
2026-07-31 12:42:32 UTC | hp04_05_CH_ZUESTA | hp04 | 05_CH | ZUESTA | cli | cli_overrides | HP_MODEL | Viessmann Werke GmbH & Co KG / Vitocal 300-A AWO-AC 301.B07
2026-07-31 12:42:32 UTC | hp04_05_CH_ZUESTA | hp04 | 05_CH | ZUESTA | cli | cli_overrides | HP_NOMINAL_POWER_W | 7420
2026-07-31 12:42:32 UTC | hp04_05_CH_ZUESTA | hp04 | 05_CH | ZUESTA | component | EvStoredEnergyWh_1 | building_name | BUI1
2026-07-31 12:42:32 UTC | hp04_05_CH_ZUESTA | hp04 | 05_CH | ZUESTA | component | EvStoredEnergyWh_1 | name | EvStoredEnergyWh_1
2026-07-31 12:42:32 UTC | hp04_05_CH_ZUESTA | hp04 | 05_CH | ZUESTA | component | EvStoredEnergyWh_1 | capacity_in_kwh | 3
2026-07-31 12:42:32 UTC | hp04_05_CH_ZUESTA | hp04 | 05_CH | ZUESTA | internal_loads | SIA2024Occupancy | conditioned_floor_area_in_m2 | 2
2026-07-31 12:42:32 UTC | hp04_05_CH_ZUESTA | hp04 | 05_CH | ZUESTA | internal_loads | SIA2024Occupancy | appliances_load_w_per_m2 | 1
2026-07-31 12:42:32 UTC | hp04_05_CH_ZUESTA | hp04 | 05_CH | ZUESTA | internal_loads | SIA2024Occupancy | lighting_load_w_per_m2 | 3
2026-07-31 12:42:32 UTC | hp04_05_CH_ZUESTA | hp04 | 05_CH | ZUESTA | internal_loads | SIA2024Occupancy | lighting_annual_full_load_hours | 846
2026-07-31 12:42:32 UTC | hp04_05_CH_ZUESTA | hp04 | 05_CH | ZUESTA | internal_loads | SIA2024Occupancy | appliances_yearly_utilization_per_month | 0.7995
2026-07-31 12:42:32 UTC | hp04_05_CH_ZUESTA | hp04 | 05_CH | ZUESTA | weather | Weather | source_path | C:\Users\het\HiSim\hisim\inputs\weather\custom_csv\Zurich\NABZUE_2060_RCP85_DRY.csv
2026-07-31 12:42:32 UTC | hp04_05_CH_ZUESTA | hp04 | 05_CH | ZUESTA | weather | Weather | location | Zurich
2026-07-31 12:42:32 UTC | hp04_05_CH_ZUESTA | hp04 | 05_CH | ZUESTA | weather | Weather | name | Weather
2026-07-31 12:42:32 UTC | hp04_05_CH_ZUESTA | hp04 | 05_CH | ZUESTA | pv | PVSystem | power_in_watt | 15123.8
2026-07-31 12:42:32 UTC | hp04_05_CH_ZUESTA | hp04 | 05_CH | ZUESTA | pv | PVSystem | tilt | 30
2026-07-31 12:42:32 UTC | hp04_05_CH_ZUESTA | hp04 | 05_CH | ZUESTA | pv | PVSystem | azimuth | 180
2026-07-31 12:42:32 UTC | hp04_05_CH_ZUESTA | hp04 | 05_CH | ZUESTA | pv | PVSystem | location | ZUESTA
2026-07-31 12:42:32 UTC | hp04_05_CH_ZUESTA | hp04 | 05_CH | ZUESTA | component | ElectricityMeter | building_name | BUI1
2026-07-31 12:42:32 UTC | hp04_05_CH_ZUESTA | hp04 | 05_CH | ZUESTA | component | ElectricityMeter | name | ElectricityMeter
2026-07-31 12:42:32 UTC | hp04_05_CH_ZUESTA | hp04 | 05_CH | ZUESTA | component | L2EMSElectricityController | building_name | BUI1
2026-07-31 12:42:32 UTC | hp04_05_CH_ZUESTA | hp04 | 05_CH | ZUESTA | component | L2EMSElectricityController | name | L2EMSElectricityController
2026-07-31 12:42:32 UTC | hp04_05_CH_ZUESTA | hp04 | 05_CH | ZUESTA | component | L2EMSElectricityController | strategy | optimize_own_consumption
2026-07-31 12:42:32 UTC | hp04_05_CH_ZUESTA | hp04 | 05_CH | ZUESTA | component | L2EMSElectricityController | limit_to_shave | 0
2026-07-31 12:42:32 UTC | hp04_05_CH_ZUESTA | hp04 | 05_CH | ZUESTA | component | L2EMSElectricityController | building_indoor_temperature_offset_value | 2
2026-07-31 12:42:32 UTC | hp04_05_CH_ZUESTA | hp04 | 05_CH | ZUESTA | component | L2EMSElectricityController | domestic_hot_water_storage_temperature_offset_value | 10
2026-07-31 12:42:32 UTC | hp04_05_CH_ZUESTA | hp04 | 05_CH | ZUESTA | component | L2EMSElectricityController | space_heating_water_storage_temperature_offset_value | 10
2026-07-31 12:42:32 UTC | hp04_05_CH_ZUESTA | hp04 | 05_CH | ZUESTA | building | Building | building_name | 1971_1980
2026-07-31 12:42:32 UTC | hp04_05_CH_ZUESTA | hp04 | 05_CH | ZUESTA | building | Building | building_code | AT.N.SFH.04.Gen.ReEx.001.002
2026-07-31 12:42:32 UTC | hp04_05_CH_ZUESTA | hp04 | 05_CH | ZUESTA | building | Building | building_heat_capacity_class | medium
2026-07-31 12:42:32 UTC | hp04_05_CH_ZUESTA | hp04 | 05_CH | ZUESTA | building | Building | absolute_conditioned_floor_area_in_m2 | 200
2026-07-31 12:42:32 UTC | hp04_05_CH_ZUESTA | hp04 | 05_CH | ZUESTA | building | Building | heating_reference_temperature_in_celsius | -8
2026-07-31 12:42:32 UTC | hp04_05_CH_ZUESTA | hp04 | 05_CH | ZUESTA | building | Building | floor_u_value_in_watt_per_m2_per_kelvin | 0.88
2026-07-31 12:42:32 UTC | hp04_05_CH_ZUESTA | hp04 | 05_CH | ZUESTA | building | Building | floor_area_in_m2 | 102.9
2026-07-31 12:42:32 UTC | hp04_05_CH_ZUESTA | hp04 | 05_CH | ZUESTA | building | Building | facade_u_value_in_watt_per_m2_per_kelvin | 0.56
2026-07-31 12:42:32 UTC | hp04_05_CH_ZUESTA | hp04 | 05_CH | ZUESTA | building | Building | facade_area_in_m2 | 162.6
2026-07-31 12:42:32 UTC | hp04_05_CH_ZUESTA | hp04 | 05_CH | ZUESTA | building | Building | roof_u_value_in_watt_per_m2_per_kelvin | 0.41
2026-07-31 12:42:32 UTC | hp04_05_CH_ZUESTA | hp04 | 05_CH | ZUESTA | building | Building | roof_area_in_m2 | 114.7
2026-07-31 12:42:32 UTC | hp04_05_CH_ZUESTA | hp04 | 05_CH | ZUESTA | building | Building | window_u_value_in_watt_per_m2_per_kelvin | 1.7
2026-07-31 12:42:32 UTC | hp04_05_CH_ZUESTA | hp04 | 05_CH | ZUESTA | building | Building | window_area_in_m2 | 32
2026-07-31 12:42:32 UTC | hp04_05_CH_ZUESTA | hp04 | 05_CH | ZUESTA | building | Building | door_u_value_in_watt_per_m2_per_kelvin
2026-07-31 12:42:32 UTC | hp04_05_CH_ZUESTA | hp04 | 05_CH | ZUESTA | building | Building | door_area_in_m2
2026-07-31 12:42:32 UTC | hp04_05_CH_ZUESTA | hp04 | 05_CH | ZUESTA | building | Building | set_heating_temperature_in_celsius | 20.5
2026-07-31 12:42:32 UTC | hp04_05_CH_ZUESTA | hp04 | 05_CH | ZUESTA | building | Building | set_cooling_temperature_in_celsius | 25
2026-07-31 12:42:32 UTC | hp04_05_CH_ZUESTA | hp04 | 05_CH | ZUESTA | building | Building | natural_ventilation_m3_per_h_per_person | 29
2026-07-31 12:42:32 UTC | hp04_05_CH_ZUESTA | hp04 | 05_CH | ZUESTA | building | Building | sia_natural_ventilation_m3_per_h_per_m2 | 0.6
2026-07-31 12:42:32 UTC | hp04_05_CH_ZUESTA | hp04 | 05_CH | ZUESTA | building | Building | swiss_infiltration_rate_per_h | 0.3
2026-07-31 12:42:32 UTC | hp04_05_CH_ZUESTA | hp04 | 05_CH | ZUESTA | building | Building | heating_demand_mode | iso13790
2026-07-31 12:42:32 UTC | hp04_05_CH_ZUESTA | hp04 | 05_CH | ZUESTA | building | Building | operative_heating_proportional_band_in_celsius | 1
2026-07-31 12:42:32 UTC | hp04_05_CH_ZUESTA | hp04 | 05_CH | ZUESTA | building | Building | operative_heating_proportional_gain | 1
2026-07-31 12:42:32 UTC | hp04_05_CH_ZUESTA | hp04 | 05_CH | ZUESTA | building | Building | control_comfort_lower_bound_shift_in_celsius
2026-07-31 12:42:32 UTC | hp04_05_CH_ZUESTA | hp04 | 05_CH | ZUESTA | building | Building | comfort_aware_seasonal_heating_gate | true
2026-07-31 12:42:32 UTC | hp04_05_CH_ZUESTA | hp04 | 05_CH | ZUESTA | component | StrictComfortDemandController | building_name | BUI1
2026-07-31 12:42:32 UTC | hp04_05_CH_ZUESTA | hp04 | 05_CH | ZUESTA | component | StrictComfortDemandController | name | StrictComfortDemandController
2026-07-31 12:42:32 UTC | hp04_05_CH_ZUESTA | hp04 | 05_CH | ZUESTA | component | StrictComfortDemandController | temperature_air_heating_in_celsius | 20.5
2026-07-31 12:42:32 UTC | hp04_05_CH_ZUESTA | hp04 | 05_CH | ZUESTA | component | StrictComfortDemandController | temperature_air_cooling_in_celsius | 24
2026-07-31 12:42:32 UTC | hp04_05_CH_ZUESTA | hp04 | 05_CH | ZUESTA | component | StrictComfortDemandController | offset | 0.5
2026-07-31 12:42:32 UTC | hp04_05_CH_ZUESTA | hp04 | 05_CH | ZUESTA | component | StrictComfortDemandController | mode | 2
2026-07-31 12:42:32 UTC | hp04_05_CH_ZUESTA | hp04 | 05_CH | ZUESTA | component | StrictComfortDemandController | use_adaptive_comfort_band | true
2026-07-31 12:42:32 UTC | hp04_05_CH_ZUESTA | hp04 | 05_CH | ZUESTA | component | StrictComfortDemandController | control_strategy | strict_comfort_band_v1
2026-07-31 12:42:32 UTC | hp04_05_CH_ZUESTA | hp04 | 05_CH | ZUESTA | component | StrictComfortDemandController | comfort_band_inner_offset_in_celsius | 0.5
2026-07-31 12:42:32 UTC | hp04_05_CH_ZUESTA | hp04 | 05_CH | ZUESTA | component | StrictComfortDemandController | comfort_band_inner_offset_lower_in_celsius | 1
2026-07-31 12:42:32 UTC | hp04_05_CH_ZUESTA | hp04 | 05_CH | ZUESTA | component | StrictComfortDemandController | comfort_band_inner_offset_upper_in_celsius | 0.5
2026-07-31 12:42:32 UTC | hp04_05_CH_ZUESTA | hp04 | 05_CH | ZUESTA | component | StrictComfortDemandController | heating_disabled_above_running_mean_outdoor_temperature_in_celsius | 18
2026-07-31 12:42:32 UTC | hp04_05_CH_ZUESTA | hp04 | 05_CH | ZUESTA | component | StrictComfortDemandController | cooling_enabled_above_running_mean_outdoor_temperature_in_celsius | 22
2026-07-31 12:42:32 UTC | hp04_05_CH_ZUESTA | hp04 | 05_CH | ZUESTA | component | ComfortBandHeatingDemand | building_name | BUI1
2026-07-31 12:42:32 UTC | hp04_05_CH_ZUESTA | hp04 | 05_CH | ZUESTA | component | ComfortBandHeatingDemand | name | ComfortBandHeatingDemand
2026-07-31 12:42:32 UTC | hp04_05_CH_ZUESTA | hp04 | 05_CH | ZUESTA | component | ComfortBandHeatingDemand | max_heating_power_in_watt | 10096.4
2026-07-31 12:42:32 UTC | hp04_05_CH_ZUESTA | hp04 | 05_CH | ZUESTA | component | ComfortBandHeatingDemand | proportional_gain_in_watt_per_kelvin | 20192.9
2026-07-31 12:42:32 UTC | hp04_05_CH_ZUESTA | hp04 | 05_CH | ZUESTA | component | StrictComfortSetpointModifier | building_name | BUI1
2026-07-31 12:42:32 UTC | hp04_05_CH_ZUESTA | hp04 | 05_CH | ZUESTA | component | StrictComfortSetpointModifier | name | StrictComfortSetpointModifier
2026-07-31 12:42:32 UTC | hp04_05_CH_ZUESTA | hp04 | 05_CH | ZUESTA | component | StrictComfortSetpointModifier | base_heating_setpoint_in_celsius | 20.5
2026-07-31 12:42:32 UTC | hp04_05_CH_ZUESTA | hp04 | 05_CH | ZUESTA | component | StrictComfortSetpointModifier | recovery_gain | 5
2026-07-31 12:42:32 UTC | hp04_05_CH_ZUESTA | hp04 | 05_CH | ZUESTA | component | StrictComfortSetpointModifier | max_recovery_boost_in_celsius | 5
2026-07-31 12:42:32 UTC | hp04_05_CH_ZUESTA | hp04 | 05_CH | ZUESTA | component | StrictComfortSetpointModifier | clamp_min_modifier_in_celsius
2026-07-31 12:42:32 UTC | hp04_05_CH_ZUESTA | hp04 | 05_CH | ZUESTA | component | StrictComfortSetpointModifier | clamp_max_modifier_in_celsius | 15
2026-07-31 12:42:32 UTC | hp04_05_CH_ZUESTA | hp04 | 05_CH | ZUESTA | component | TotalThermalBuildingDemand | building_name | BUI1
2026-07-31 12:42:32 UTC | hp04_05_CH_ZUESTA | hp04 | 05_CH | ZUESTA | component | TotalThermalBuildingDemand | name | TotalThermalBuildingDemand
2026-07-31 12:42:32 UTC | hp04_05_CH_ZUESTA | hp04 | 05_CH | ZUESTA | component | TotalThermalBuildingDemand | loadtype | LoadTypes.ANY
2026-07-31 12:42:32 UTC | hp04_05_CH_ZUESTA | hp04 | 05_CH | ZUESTA | component | TotalThermalBuildingDemand | unit | Units.WATT
2026-07-31 12:42:32 UTC | hp04_05_CH_ZUESTA | hp04 | 05_CH | ZUESTA | component | HeatDistributionController | building_name | BUI1
2026-07-31 12:42:32 UTC | hp04_05_CH_ZUESTA | hp04 | 05_CH | ZUESTA | component | HeatDistributionController | name | HeatDistributionController
2026-07-31 12:42:32 UTC | hp04_05_CH_ZUESTA | hp04 | 05_CH | ZUESTA | component | HeatDistributionController | heating_system | HeatDistributionSystemType.FLOORHEATING
2026-07-31 12:42:32 UTC | hp04_05_CH_ZUESTA | hp04 | 05_CH | ZUESTA | component | HeatDistributionController | set_heating_threshold_outside_temperature_in_celsius | 16
2026-07-31 12:42:32 UTC | hp04_05_CH_ZUESTA | hp04 | 05_CH | ZUESTA | component | HeatDistributionController | heating_reference_temperature_in_celsius | -8
2026-07-31 12:42:32 UTC | hp04_05_CH_ZUESTA | hp04 | 05_CH | ZUESTA | component | HeatDistributionController | set_heating_temperature_for_building_in_celsius | 20.5
2026-07-31 12:42:32 UTC | hp04_05_CH_ZUESTA | hp04 | 05_CH | ZUESTA | component | HeatDistributionController | set_cooling_temperature_for_building_in_celsius | 25
2026-07-31 12:42:32 UTC | hp04_05_CH_ZUESTA | hp04 | 05_CH | ZUESTA | component | HeatDistributionController | heating_load_of_building_in_watt | 10096.4
2026-07-31 12:42:32 UTC | hp04_05_CH_ZUESTA | hp04 | 05_CH | ZUESTA | heat_distribution | HeatDistributionSystem | absolute_conditioned_floor_area_in_m2 | 2
2026-07-31 12:42:32 UTC | hp04_05_CH_ZUESTA | hp04 | 05_CH | ZUESTA | thermal_storage | SimpleHotWaterStorage | volume_heating_water_storage_in_liter | 504.8
2026-07-31 12:42:32 UTC | hp04_05_CH_ZUESTA | hp04 | 05_CH | ZUESTA | component | BufferRemainingCapacity60C | building_name | BUI1
2026-07-31 12:42:32 UTC | hp04_05_CH_ZUESTA | hp04 | 05_CH | ZUESTA | component | BufferRemainingCapacity60C | name | BufferRemainingCapacity60C
2026-07-31 12:42:32 UTC | hp04_05_CH_ZUESTA | hp04 | 05_CH | ZUESTA | component | BufferRemainingCapacity60C | volume_heating_water_storage_in_liter | 504.8
2026-07-31 12:42:32 UTC | hp04_05_CH_ZUESTA | hp04 | 05_CH | ZUESTA | component | BufferRemainingCapacity60C | max_temperature_in_celsius | 6
2026-07-31 12:42:32 UTC | hp04_05_CH_ZUESTA | hp04 | 05_CH | ZUESTA | component | BufferRemainingCapacity60C | water_density_kg_per_liter | 0.992
2026-07-31 12:42:32 UTC | hp04_05_CH_ZUESTA | hp04 | 05_CH | ZUESTA | component | BufferRemainingCapacity60C | water_specific_heat_capacity_j_per_kg_per_k | 4180
2026-07-31 12:42:32 UTC | hp04_05_CH_ZUESTA | hp04 | 05_CH | ZUESTA | component | HeatPumpControllerSH | building_name | BUI1
2026-07-31 12:42:32 UTC | hp04_05_CH_ZUESTA | hp04 | 05_CH | ZUESTA | component | HeatPumpControllerSH | name | HeatPumpControllerSH
2026-07-31 12:42:32 UTC | hp04_05_CH_ZUESTA | hp04 | 05_CH | ZUESTA | component | HeatPumpControllerSH | mode | 2
2026-07-31 12:42:32 UTC | hp04_05_CH_ZUESTA | hp04 | 05_CH | ZUESTA | component | HeatPumpControllerSH | set_heating_threshold_outside_temperature_in_celsius | 16
2026-07-31 12:42:32 UTC | hp04_05_CH_ZUESTA | hp04 | 05_CH | ZUESTA | component | HeatPumpControllerSH | set_cooling_threshold_outside_temperature_in_celsius | 22
2026-07-31 12:42:32 UTC | hp04_05_CH_ZUESTA | hp04 | 05_CH | ZUESTA | component | HeatPumpControllerSH | upper_temperature_offset_for_state_conditions_in_celsius | 1
2026-07-31 12:42:32 UTC | hp04_05_CH_ZUESTA | hp04 | 05_CH | ZUESTA | component | HeatPumpControllerSH | lower_temperature_offset_for_state_conditions_in_celsius | 1
2026-07-31 12:42:32 UTC | hp04_05_CH_ZUESTA | hp04 | 05_CH | ZUESTA | component | HeatPumpControllerSH | heat_distribution_system_type | HeatDistributionSystemType.FLOORHEATING
2026-07-31 12:42:32 UTC | hp04_05_CH_ZUESTA | hp04 | 05_CH | ZUESTA | component | HeatPumpControllerDHW | building_name | BUI1
2026-07-31 12:42:32 UTC | hp04_05_CH_ZUESTA | hp04 | 05_CH | ZUESTA | component | HeatPumpControllerDHW | name | HeatPumpControllerDHW
2026-07-31 12:42:32 UTC | hp04_05_CH_ZUESTA | hp04 | 05_CH | ZUESTA | component | HeatPumpControllerDHW | t_min_dhw_storage_in_celsius | 4
2026-07-31 12:42:32 UTC | hp04_05_CH_ZUESTA | hp04 | 05_CH | ZUESTA | component | HeatPumpControllerDHW | t_max_dhw_storage_in_celsius | 6
2026-07-31 12:42:32 UTC | hp04_05_CH_ZUESTA | hp04 | 05_CH | ZUESTA | component | HeatPumpControllerDHW | thermalpower_dhw_is_constant | false
2026-07-31 12:42:32 UTC | hp04_05_CH_ZUESTA | hp04 | 05_CH | ZUESTA | component | HeatPumpControllerDHW | p_th_max_dhw_in_watt | 5000
2026-07-31 12:42:32 UTC | hp04_05_CH_ZUESTA | hp04 | 05_CH | ZUESTA | heat_generator | HeatPumpHPLib | set_thermal_output_power_in_watt | 7420
2026-07-31 12:42:32 UTC | hp04_05_CH_ZUESTA | hp04 | 05_CH | ZUESTA | heat_generator | HeatPumpHPLib | flow_temperature_in_celsius | 35
2026-07-31 12:42:32 UTC | hp04_05_CH_ZUESTA | hp04 | 05_CH | ZUESTA | heat_generator | HeatPumpHPLib | heating_reference_temperature_in_celsius | -7
2026-07-31 12:42:32 UTC | hp04_05_CH_ZUESTA | hp04 | 05_CH | ZUESTA | heat_generator | HeatPumpHPLib | with_domestic_hot_water_preparation | true
2026-07-31 12:42:32 UTC | hp04_05_CH_ZUESTA | hp04 | 05_CH | ZUESTA | heat_generator | HeatPumpHPLib | minimum_running_time_in_seconds | 14400
2026-07-31 12:42:32 UTC | hp04_05_CH_ZUESTA | hp04 | 05_CH | ZUESTA | heat_generator | HeatPumpHPLib | minimum_idle_time_in_seconds | 900
2026-07-31 12:42:32 UTC | hp04_05_CH_ZUESTA | hp04 | 05_CH | ZUESTA | heat_generator | HeatPumpHPLib | group_id | 1
2026-07-31 12:42:32 UTC | hp04_05_CH_ZUESTA | hp04 | 05_CH | ZUESTA | component | HeatGeneratorTotalThermalPower | building_name | BUI1
2026-07-31 12:42:32 UTC | hp04_05_CH_ZUESTA | hp04 | 05_CH | ZUESTA | component | HeatGeneratorTotalThermalPower | name | HeatGeneratorTotalThermalPower
2026-07-31 12:42:32 UTC | hp04_05_CH_ZUESTA | hp04 | 05_CH | ZUESTA | component | HeatGeneratorTotalThermalPower | loadtype | LoadTypes.ANY
2026-07-31 12:42:32 UTC | hp04_05_CH_ZUESTA | hp04 | 05_CH | ZUESTA | component | HeatGeneratorTotalThermalPower | unit | Units.WATT
2026-07-31 12:42:32 UTC | hp04_05_CH_ZUESTA | hp04 | 05_CH | ZUESTA | component | HeatGeneratorPlantDhwThermalPower | building_name | BUI1
2026-07-31 12:42:32 UTC | hp04_05_CH_ZUESTA | hp04 | 05_CH | ZUESTA | component | HeatGeneratorPlantDhwThermalPower | name | HeatGeneratorPlantDhwThermalPower
2026-07-31 12:42:32 UTC | hp04_05_CH_ZUESTA | hp04 | 05_CH | ZUESTA | component | HeatGeneratorPlantDhwThermalPower | loadtype | LoadTypes.ANY
2026-07-31 12:42:32 UTC | hp04_05_CH_ZUESTA | hp04 | 05_CH | ZUESTA | component | HeatGeneratorPlantDhwThermalPower | unit | Units.WATT
2026-07-31 12:42:32 UTC | hp04_05_CH_ZUESTA | hp04 | 05_CH | ZUESTA | component | SolarDhwThermalPower | building_name | BUI1
2026-07-31 12:42:32 UTC | hp04_05_CH_ZUESTA | hp04 | 05_CH | ZUESTA | component | SolarDhwThermalPower | name | SolarDhwThermalPower
2026-07-31 12:42:32 UTC | hp04_05_CH_ZUESTA | hp04 | 05_CH | ZUESTA | component | SolarDhwThermalPower | value_watt
2026-07-31 12:42:32 UTC | hp04_05_CH_ZUESTA | hp04 | 05_CH | ZUESTA | component | SolarDhwThermalPower | loadtype | LoadTypes.ANY
2026-07-31 12:42:32 UTC | hp04_05_CH_ZUESTA | hp04 | 05_CH | ZUESTA | component | SolarDhwThermalPower | unit | Units.WATT
2026-07-31 12:42:32 UTC | hp04_05_CH_ZUESTA | hp04 | 05_CH | ZUESTA | component | FlexibilityPotential | building_name | BUI1
2026-07-31 12:42:32 UTC | hp04_05_CH_ZUESTA | hp04 | 05_CH | ZUESTA | component | FlexibilityPotential | name | FlexibilityPotential
2026-07-31 12:42:32 UTC | hp04_05_CH_ZUESTA | hp04 | 05_CH | ZUESTA | component | FlexibilityPotential | fallback_heating_cop | 1
2026-07-31 12:42:32 UTC | hp04_05_CH_ZUESTA | hp04 | 05_CH | ZUESTA | component | FlexibilityPotential | fallback_cooling_eer
2026-07-31 12:42:32 UTC | hp04_05_CH_ZUESTA | hp04 | 05_CH | ZUESTA | component | BatteryStoredEnergyWh | building_name | BUI1
2026-07-31 12:42:32 UTC | hp04_05_CH_ZUESTA | hp04 | 05_CH | ZUESTA | component | BatteryStoredEnergyWh | name | BatteryStoredEnergyWh
2026-07-31 12:42:32 UTC | hp04_05_CH_ZUESTA | hp04 | 05_CH | ZUESTA | component | BatteryStoredEnergyWh | capacity_in_kwh | 15.12
2026-07-31 12:42:32 UTC | hp04_05_CH_ZUESTA | hp04 | 05_CH | ZUESTA | component | EvStoredEnergyWhSum | building_name | BUI1
2026-07-31 12:42:32 UTC | hp04_05_CH_ZUESTA | hp04 | 05_CH | ZUESTA | component | EvStoredEnergyWhSum | name | EvStoredEnergyWhSum
2026-07-31 12:42:32 UTC | hp04_05_CH_ZUESTA | hp04 | 05_CH | ZUESTA | component | EvStoredEnergyWhSum | loadtype | LoadTypes.ELECTRICITY
2026-07-31 12:42:32 UTC | hp04_05_CH_ZUESTA | hp04 | 05_CH | ZUESTA | component | EvStoredEnergyWhSum | unit | Units.WATT_HOUR
2026-07-31 12:42:32 UTC | hp04_05_CH_ZUESTA | hp04 | 05_CH | ZUESTA | component | Car_2_22kW_Charging_Power_avg_Speed_30_kmh_1 | building_name | BUI1
2026-07-31 12:42:32 UTC | hp04_05_CH_ZUESTA | hp04 | 05_CH | ZUESTA | component | Car_2_22kW_Charging_Power_avg_Speed_30_kmh_1 | name | Car_2_22kW_Charging_Power_avg_Speed_30_kmh_1
2026-07-31 12:42:32 UTC | hp04_05_CH_ZUESTA | hp04 | 05_CH | ZUESTA | component | Car_2_22kW_Charging_Power_avg_Speed_30_kmh_1 | source_weight | 1
2026-07-31 12:42:32 UTC | hp04_05_CH_ZUESTA | hp04 | 05_CH | ZUESTA | component | Car_2_22kW_Charging_Power_avg_Speed_30_kmh_1 | fuel | LoadTypes.ELECTRICITY
2026-07-31 12:42:32 UTC | hp04_05_CH_ZUESTA | hp04 | 05_CH | ZUESTA | component | Car_2_22kW_Charging_Power_avg_Speed_30_kmh_1 | consumption_per_km | 0.15
2026-07-31 12:42:32 UTC | hp04_05_CH_ZUESTA | hp04 | 05_CH | ZUESTA | component | Car_2_22kW_Charging_Power_avg_Speed_30_kmh_1 | device_co2_footprint_in_kg | 8899.4
2026-07-31 12:42:32 UTC | hp04_05_CH_ZUESTA | hp04 | 05_CH | ZUESTA | component | Car_2_22kW_Charging_Power_avg_Speed_30_kmh_1 | investment_costs_in_euro | 44498
2026-07-31 12:42:32 UTC | hp04_05_CH_ZUESTA | hp04 | 05_CH | ZUESTA | component | Car_2_22kW_Charging_Power_avg_Speed_30_kmh_1 | lifetime_in_years | 18
2026-07-31 12:42:32 UTC | hp04_05_CH_ZUESTA | hp04 | 05_CH | ZUESTA | component | Car_2_22kW_Charging_Power_avg_Speed_30_kmh_1 | maintenance_costs_in_euro_per_year | 89
2026-07-31 12:42:32 UTC | hp04_05_CH_ZUESTA | hp04 | 05_CH | ZUESTA | component | CarBattery_1 | building_name | BUI1
2026-07-31 12:42:32 UTC | hp04_05_CH_ZUESTA | hp04 | 05_CH | ZUESTA | component | CarBattery_1 | name | CarBattery_1
2026-07-31 12:42:32 UTC | hp04_05_CH_ZUESTA | hp04 | 05_CH | ZUESTA | component | CarBattery_1 | source_weight | 4
2026-07-31 12:42:32 UTC | hp04_05_CH_ZUESTA | hp04 | 05_CH | ZUESTA | component | CarBattery_1 | system_id | SG1
2026-07-31 12:42:32 UTC | hp04_05_CH_ZUESTA | hp04 | 05_CH | ZUESTA | component | CarBattery_1 | p_inv_custom | 10000
2026-07-31 12:42:32 UTC | hp04_05_CH_ZUESTA | hp04 | 05_CH | ZUESTA | component | CarBattery_1 | e_bat_custom | 30
2026-07-31 12:42:32 UTC | hp04_05_CH_ZUESTA | hp04 | 05_CH | ZUESTA | component | CarBattery_1 | charge | 0
2026-07-31 12:42:32 UTC | hp04_05_CH_ZUESTA | hp04 | 05_CH | ZUESTA | component | CarBattery_1 | discharge | 0
2026-07-31 12:42:32 UTC | hp04_05_CH_ZUESTA | hp04 | 05_CH | ZUESTA | component | L1EVChargeControl_1 | building_name | BUI1
2026-07-31 12:42:32 UTC | hp04_05_CH_ZUESTA | hp04 | 05_CH | ZUESTA | component | L1EVChargeControl_1 | name | L1EVChargeControl_1
2026-07-31 12:42:32 UTC | hp04_05_CH_ZUESTA | hp04 | 05_CH | ZUESTA | component | L1EVChargeControl_1 | source_weight | 4
2026-07-31 12:42:32 UTC | hp04_05_CH_ZUESTA | hp04 | 05_CH | ZUESTA | component | L1EVChargeControl_1 | battery_set | 0.8
2026-07-31 12:42:32 UTC | hp04_05_CH_ZUESTA | hp04 | 05_CH | ZUESTA | component | L1EVChargeControl_1 | lower_threshold_charging_power | 37
2026-07-31 12:42:32 UTC | hp04_05_CH_ZUESTA | hp04 | 05_CH | ZUESTA | component | L1EVChargeControl_1 | device_co2_footprint_in_kg | 100
2026-07-31 12:42:32 UTC | hp04_05_CH_ZUESTA | hp04 | 05_CH | ZUESTA | component | L1EVChargeControl_1 | investment_costs_in_euro | 1000
2026-07-31 12:42:32 UTC | hp04_05_CH_ZUESTA | hp04 | 05_CH | ZUESTA | component | L1EVChargeControl_1 | lifetime_in_years | 10
2026-07-31 12:42:32 UTC | hp04_05_CH_ZUESTA | hp04 | 05_CH | ZUESTA | component | L1EVChargeControl_1 | maintenance_costs_in_euro_per_year | 5
2026-07-31 12:42:32 UTC | hp04_06_CH_ZUESTA | hp04 | 06_CH | ZUESTA | simulation | SimulationParameters | year | 2050
2026-07-31 12:42:32 UTC | hp04_06_CH_ZUESTA | hp04 | 06_CH | ZUESTA | simulation | SimulationParameters | seconds_per_timestep | 9 | s
2026-07-31 12:42:32 UTC | hp04_06_CH_ZUESTA | hp04 | 06_CH | ZUESTA | simulation | SimulationParameters | country | CH
2026-07-31 12:42:32 UTC | hp04_06_CH_ZUESTA | hp04 | 06_CH | ZUESTA | cli | cli_overrides | ARCH | 06_CH
2026-07-31 12:42:32 UTC | hp04_06_CH_ZUESTA | hp04 | 06_CH | ZUESTA | cli | cli_overrides | WEATHER | ZUESTA
2026-07-31 12:42:32 UTC | hp04_06_CH_ZUESTA | hp04 | 06_CH | ZUESTA | cli | cli_overrides | TIME_HORIZON | future
2026-07-31 12:42:32 UTC | hp04_06_CH_ZUESTA | hp04 | 06_CH | ZUESTA | cli | cli_overrides | SCENARIO | none
2026-07-31 12:42:32 UTC | hp04_06_CH_ZUESTA | hp04 | 06_CH | ZUESTA | cli | cli_overrides | OCC | SIA2024
2026-07-31 12:42:32 UTC | hp04_06_CH_ZUESTA | hp04 | 06_CH | ZUESTA | cli | cli_overrides | HEATGEN_SIZING | IDEAL_LOOKUP
2026-07-31 12:42:32 UTC | hp04_06_CH_ZUESTA | hp04 | 06_CH | ZUESTA | cli | cli_overrides | HP_MODEL | ROTEX Heating Systems GmbH / HPSU compact 508
2026-07-31 12:42:32 UTC | hp04_06_CH_ZUESTA | hp04 | 06_CH | ZUESTA | cli | cli_overrides | HP_NOMINAL_POWER_W | 5510
2026-07-31 12:42:32 UTC | hp04_06_CH_ZUESTA | hp04 | 06_CH | ZUESTA | component | EvStoredEnergyWh_1 | building_name | BUI1
2026-07-31 12:42:32 UTC | hp04_06_CH_ZUESTA | hp04 | 06_CH | ZUESTA | component | EvStoredEnergyWh_1 | name | EvStoredEnergyWh_1
2026-07-31 12:42:32 UTC | hp04_06_CH_ZUESTA | hp04 | 06_CH | ZUESTA | component | EvStoredEnergyWh_1 | capacity_in_kwh | 3
2026-07-31 12:42:32 UTC | hp04_06_CH_ZUESTA | hp04 | 06_CH | ZUESTA | internal_loads | SIA2024Occupancy | conditioned_floor_area_in_m2 | 198
2026-07-31 12:42:32 UTC | hp04_06_CH_ZUESTA | hp04 | 06_CH | ZUESTA | internal_loads | SIA2024Occupancy | appliances_load_w_per_m2 | 1
2026-07-31 12:42:32 UTC | hp04_06_CH_ZUESTA | hp04 | 06_CH | ZUESTA | internal_loads | SIA2024Occupancy | lighting_load_w_per_m2 | 3
2026-07-31 12:42:32 UTC | hp04_06_CH_ZUESTA | hp04 | 06_CH | ZUESTA | internal_loads | SIA2024Occupancy | lighting_annual_full_load_hours | 846
2026-07-31 12:42:32 UTC | hp04_06_CH_ZUESTA | hp04 | 06_CH | ZUESTA | internal_loads | SIA2024Occupancy | appliances_yearly_utilization_per_month | 0.7995
2026-07-31 12:42:32 UTC | hp04_06_CH_ZUESTA | hp04 | 06_CH | ZUESTA | weather | Weather | source_path | C:\Users\het\HiSim\hisim\inputs\weather\custom_csv\Zurich\NABZUE_2060_RCP85_DRY.csv
2026-07-31 12:42:32 UTC | hp04_06_CH_ZUESTA | hp04 | 06_CH | ZUESTA | weather | Weather | location | Zurich
2026-07-31 12:42:32 UTC | hp04_06_CH_ZUESTA | hp04 | 06_CH | ZUESTA | weather | Weather | name | Weather
2026-07-31 12:42:32 UTC | hp04_06_CH_ZUESTA | hp04 | 06_CH | ZUESTA | pv | PVSystem | power_in_watt | 13607.3
2026-07-31 12:42:32 UTC | hp04_06_CH_ZUESTA | hp04 | 06_CH | ZUESTA | pv | PVSystem | tilt | 30
2026-07-31 12:42:32 UTC | hp04_06_CH_ZUESTA | hp04 | 06_CH | ZUESTA | pv | PVSystem | azimuth | 180
2026-07-31 12:42:32 UTC | hp04_06_CH_ZUESTA | hp04 | 06_CH | ZUESTA | pv | PVSystem | location | ZUESTA
2026-07-31 12:42:32 UTC | hp04_06_CH_ZUESTA | hp04 | 06_CH | ZUESTA | component | ElectricityMeter | building_name | BUI1
2026-07-31 12:42:32 UTC | hp04_06_CH_ZUESTA | hp04 | 06_CH | ZUESTA | component | ElectricityMeter | name | ElectricityMeter
2026-07-31 12:42:32 UTC | hp04_06_CH_ZUESTA | hp04 | 06_CH | ZUESTA | component | L2EMSElectricityController | building_name | BUI1
2026-07-31 12:42:32 UTC | hp04_06_CH_ZUESTA | hp04 | 06_CH | ZUESTA | component | L2EMSElectricityController | name | L2EMSElectricityController
2026-07-31 12:42:32 UTC | hp04_06_CH_ZUESTA | hp04 | 06_CH | ZUESTA | component | L2EMSElectricityController | strategy | optimize_own_consumption
2026-07-31 12:42:32 UTC | hp04_06_CH_ZUESTA | hp04 | 06_CH | ZUESTA | component | L2EMSElectricityController | limit_to_shave | 0
2026-07-31 12:42:32 UTC | hp04_06_CH_ZUESTA | hp04 | 06_CH | ZUESTA | component | L2EMSElectricityController | building_indoor_temperature_offset_value | 2
2026-07-31 12:42:32 UTC | hp04_06_CH_ZUESTA | hp04 | 06_CH | ZUESTA | component | L2EMSElectricityController | domestic_hot_water_storage_temperature_offset_value | 10
2026-07-31 12:42:32 UTC | hp04_06_CH_ZUESTA | hp04 | 06_CH | ZUESTA | component | L2EMSElectricityController | space_heating_water_storage_temperature_offset_value | 10
2026-07-31 12:42:32 UTC | hp04_06_CH_ZUESTA | hp04 | 06_CH | ZUESTA | building | Building | building_name | 1981_1990
2026-07-31 12:42:32 UTC | hp04_06_CH_ZUESTA | hp04 | 06_CH | ZUESTA | building | Building | building_code | AT.N.SFH.05.Gen.ReEx.001.002
2026-07-31 12:42:32 UTC | hp04_06_CH_ZUESTA | hp04 | 06_CH | ZUESTA | building | Building | building_heat_capacity_class | medium
2026-07-31 12:42:32 UTC | hp04_06_CH_ZUESTA | hp04 | 06_CH | ZUESTA | building | Building | absolute_conditioned_floor_area_in_m2 | 198
2026-07-31 12:42:32 UTC | hp04_06_CH_ZUESTA | hp04 | 06_CH | ZUESTA | building | Building | heating_reference_temperature_in_celsius | -8
2026-07-31 12:42:32 UTC | hp04_06_CH_ZUESTA | hp04 | 06_CH | ZUESTA | building | Building | floor_u_value_in_watt_per_m2_per_kelvin | 0.61
2026-07-31 12:42:32 UTC | hp04_06_CH_ZUESTA | hp04 | 06_CH | ZUESTA | building | Building | floor_area_in_m2 | 88.2
2026-07-31 12:42:32 UTC | hp04_06_CH_ZUESTA | hp04 | 06_CH | ZUESTA | building | Building | facade_u_value_in_watt_per_m2_per_kelvin | 0.4
2026-07-31 12:42:32 UTC | hp04_06_CH_ZUESTA | hp04 | 06_CH | ZUESTA | building | Building | facade_area_in_m2 | 160.2
2026-07-31 12:42:32 UTC | hp04_06_CH_ZUESTA | hp04 | 06_CH | ZUESTA | building | Building | roof_u_value_in_watt_per_m2_per_kelvin | 0.36
2026-07-31 12:42:32 UTC | hp04_06_CH_ZUESTA | hp04 | 06_CH | ZUESTA | building | Building | roof_area_in_m2 | 103.2
2026-07-31 12:42:32 UTC | hp04_06_CH_ZUESTA | hp04 | 06_CH | ZUESTA | building | Building | window_u_value_in_watt_per_m2_per_kelvin | 1.9
2026-07-31 12:42:32 UTC | hp04_06_CH_ZUESTA | hp04 | 06_CH | ZUESTA | building | Building | window_area_in_m2 | 31.68
2026-07-31 12:42:32 UTC | hp04_06_CH_ZUESTA | hp04 | 06_CH | ZUESTA | building | Building | door_u_value_in_watt_per_m2_per_kelvin
2026-07-31 12:42:32 UTC | hp04_06_CH_ZUESTA | hp04 | 06_CH | ZUESTA | building | Building | door_area_in_m2
2026-07-31 12:42:32 UTC | hp04_06_CH_ZUESTA | hp04 | 06_CH | ZUESTA | building | Building | set_heating_temperature_in_celsius | 20.5
2026-07-31 12:42:32 UTC | hp04_06_CH_ZUESTA | hp04 | 06_CH | ZUESTA | building | Building | set_cooling_temperature_in_celsius | 25
2026-07-31 12:42:32 UTC | hp04_06_CH_ZUESTA | hp04 | 06_CH | ZUESTA | building | Building | natural_ventilation_m3_per_h_per_person | 29
2026-07-31 12:42:32 UTC | hp04_06_CH_ZUESTA | hp04 | 06_CH | ZUESTA | building | Building | sia_natural_ventilation_m3_per_h_per_m2 | 0.6
2026-07-31 12:42:32 UTC | hp04_06_CH_ZUESTA | hp04 | 06_CH | ZUESTA | building | Building | swiss_infiltration_rate_per_h | 0.15
2026-07-31 12:42:32 UTC | hp04_06_CH_ZUESTA | hp04 | 06_CH | ZUESTA | building | Building | heating_demand_mode | iso13790
2026-07-31 12:42:32 UTC | hp04_06_CH_ZUESTA | hp04 | 06_CH | ZUESTA | building | Building | operative_heating_proportional_band_in_celsius | 1
2026-07-31 12:42:32 UTC | hp04_06_CH_ZUESTA | hp04 | 06_CH | ZUESTA | building | Building | operative_heating_proportional_gain | 1
2026-07-31 12:42:32 UTC | hp04_06_CH_ZUESTA | hp04 | 06_CH | ZUESTA | building | Building | control_comfort_lower_bound_shift_in_celsius
2026-07-31 12:42:32 UTC | hp04_06_CH_ZUESTA | hp04 | 06_CH | ZUESTA | building | Building | comfort_aware_seasonal_heating_gate | true
2026-07-31 12:42:32 UTC | hp04_06_CH_ZUESTA | hp04 | 06_CH | ZUESTA | component | StrictComfortDemandController | building_name | BUI1
2026-07-31 12:42:32 UTC | hp04_06_CH_ZUESTA | hp04 | 06_CH | ZUESTA | component | StrictComfortDemandController | name | StrictComfortDemandController
2026-07-31 12:42:32 UTC | hp04_06_CH_ZUESTA | hp04 | 06_CH | ZUESTA | component | StrictComfortDemandController | temperature_air_heating_in_celsius | 20.5
2026-07-31 12:42:32 UTC | hp04_06_CH_ZUESTA | hp04 | 06_CH | ZUESTA | component | StrictComfortDemandController | temperature_air_cooling_in_celsius | 24
2026-07-31 12:42:32 UTC | hp04_06_CH_ZUESTA | hp04 | 06_CH | ZUESTA | component | StrictComfortDemandController | offset | 0.5
2026-07-31 12:42:32 UTC | hp04_06_CH_ZUESTA | hp04 | 06_CH | ZUESTA | component | StrictComfortDemandController | mode | 2
2026-07-31 12:42:32 UTC | hp04_06_CH_ZUESTA | hp04 | 06_CH | ZUESTA | component | StrictComfortDemandController | use_adaptive_comfort_band | true
2026-07-31 12:42:32 UTC | hp04_06_CH_ZUESTA | hp04 | 06_CH | ZUESTA | component | StrictComfortDemandController | control_strategy | strict_comfort_band_v1
2026-07-31 12:42:32 UTC | hp04_06_CH_ZUESTA | hp04 | 06_CH | ZUESTA | component | StrictComfortDemandController | comfort_band_inner_offset_in_celsius | 0.5
2026-07-31 12:42:32 UTC | hp04_06_CH_ZUESTA | hp04 | 06_CH | ZUESTA | component | StrictComfortDemandController | comfort_band_inner_offset_lower_in_celsius | 1
2026-07-31 12:42:32 UTC | hp04_06_CH_ZUESTA | hp04 | 06_CH | ZUESTA | component | StrictComfortDemandController | comfort_band_inner_offset_upper_in_celsius | 0.5
2026-07-31 12:42:32 UTC | hp04_06_CH_ZUESTA | hp04 | 06_CH | ZUESTA | component | StrictComfortDemandController | heating_disabled_above_running_mean_outdoor_temperature_in_celsius | 18
2026-07-31 12:42:32 UTC | hp04_06_CH_ZUESTA | hp04 | 06_CH | ZUESTA | component | StrictComfortDemandController | cooling_enabled_above_running_mean_outdoor_temperature_in_celsius | 22
2026-07-31 12:42:32 UTC | hp04_06_CH_ZUESTA | hp04 | 06_CH | ZUESTA | component | ComfortBandHeatingDemand | building_name | BUI1
2026-07-31 12:42:32 UTC | hp04_06_CH_ZUESTA | hp04 | 06_CH | ZUESTA | component | ComfortBandHeatingDemand | name | ComfortBandHeatingDemand
2026-07-31 12:42:32 UTC | hp04_06_CH_ZUESTA | hp04 | 06_CH | ZUESTA | component | ComfortBandHeatingDemand | max_heating_power_in_watt | 7683.01
2026-07-31 12:42:32 UTC | hp04_06_CH_ZUESTA | hp04 | 06_CH | ZUESTA | component | ComfortBandHeatingDemand | proportional_gain_in_watt_per_kelvin | 15366
2026-07-31 12:42:32 UTC | hp04_06_CH_ZUESTA | hp04 | 06_CH | ZUESTA | component | StrictComfortSetpointModifier | building_name | BUI1
2026-07-31 12:42:32 UTC | hp04_06_CH_ZUESTA | hp04 | 06_CH | ZUESTA | component | StrictComfortSetpointModifier | name | StrictComfortSetpointModifier
2026-07-31 12:42:32 UTC | hp04_06_CH_ZUESTA | hp04 | 06_CH | ZUESTA | component | StrictComfortSetpointModifier | base_heating_setpoint_in_celsius | 20.5
2026-07-31 12:42:32 UTC | hp04_06_CH_ZUESTA | hp04 | 06_CH | ZUESTA | component | StrictComfortSetpointModifier | recovery_gain | 5
2026-07-31 12:42:32 UTC | hp04_06_CH_ZUESTA | hp04 | 06_CH | ZUESTA | component | StrictComfortSetpointModifier | max_recovery_boost_in_celsius | 5
2026-07-31 12:42:32 UTC | hp04_06_CH_ZUESTA | hp04 | 06_CH | ZUESTA | component | StrictComfortSetpointModifier | clamp_min_modifier_in_celsius
2026-07-31 12:42:32 UTC | hp04_06_CH_ZUESTA | hp04 | 06_CH | ZUESTA | component | StrictComfortSetpointModifier | clamp_max_modifier_in_celsius | 15
2026-07-31 12:42:32 UTC | hp04_06_CH_ZUESTA | hp04 | 06_CH | ZUESTA | component | TotalThermalBuildingDemand | building_name | BUI1
2026-07-31 12:42:32 UTC | hp04_06_CH_ZUESTA | hp04 | 06_CH | ZUESTA | component | TotalThermalBuildingDemand | name | TotalThermalBuildingDemand
2026-07-31 12:42:32 UTC | hp04_06_CH_ZUESTA | hp04 | 06_CH | ZUESTA | component | TotalThermalBuildingDemand | loadtype | LoadTypes.ANY
2026-07-31 12:42:32 UTC | hp04_06_CH_ZUESTA | hp04 | 06_CH | ZUESTA | component | TotalThermalBuildingDemand | unit | Units.WATT
2026-07-31 12:42:32 UTC | hp04_06_CH_ZUESTA | hp04 | 06_CH | ZUESTA | component | HeatDistributionController | building_name | BUI1
2026-07-31 12:42:32 UTC | hp04_06_CH_ZUESTA | hp04 | 06_CH | ZUESTA | component | HeatDistributionController | name | HeatDistributionController
2026-07-31 12:42:32 UTC | hp04_06_CH_ZUESTA | hp04 | 06_CH | ZUESTA | component | HeatDistributionController | heating_system | HeatDistributionSystemType.FLOORHEATING
2026-07-31 12:42:32 UTC | hp04_06_CH_ZUESTA | hp04 | 06_CH | ZUESTA | component | HeatDistributionController | set_heating_threshold_outside_temperature_in_celsius | 16
2026-07-31 12:42:32 UTC | hp04_06_CH_ZUESTA | hp04 | 06_CH | ZUESTA | component | HeatDistributionController | heating_reference_temperature_in_celsius | -8
2026-07-31 12:42:32 UTC | hp04_06_CH_ZUESTA | hp04 | 06_CH | ZUESTA | component | HeatDistributionController | set_heating_temperature_for_building_in_celsius | 20.5
2026-07-31 12:42:32 UTC | hp04_06_CH_ZUESTA | hp04 | 06_CH | ZUESTA | component | HeatDistributionController | set_cooling_temperature_for_building_in_celsius | 25
2026-07-31 12:42:32 UTC | hp04_06_CH_ZUESTA | hp04 | 06_CH | ZUESTA | component | HeatDistributionController | heating_load_of_building_in_watt | 7683.01
2026-07-31 12:42:32 UTC | hp04_06_CH_ZUESTA | hp04 | 06_CH | ZUESTA | heat_distribution | HeatDistributionSystem | absolute_conditioned_floor_area_in_m2 | 198
2026-07-31 12:42:32 UTC | hp04_06_CH_ZUESTA | hp04 | 06_CH | ZUESTA | thermal_storage | SimpleHotWaterStorage | volume_heating_water_storage_in_liter | 384.1
2026-07-31 12:42:32 UTC | hp04_06_CH_ZUESTA | hp04 | 06_CH | ZUESTA | component | BufferRemainingCapacity60C | building_name | BUI1
2026-07-31 12:42:32 UTC | hp04_06_CH_ZUESTA | hp04 | 06_CH | ZUESTA | component | BufferRemainingCapacity60C | name | BufferRemainingCapacity60C
2026-07-31 12:42:32 UTC | hp04_06_CH_ZUESTA | hp04 | 06_CH | ZUESTA | component | BufferRemainingCapacity60C | volume_heating_water_storage_in_liter | 384.1
2026-07-31 12:42:32 UTC | hp04_06_CH_ZUESTA | hp04 | 06_CH | ZUESTA | component | BufferRemainingCapacity60C | max_temperature_in_celsius | 6
2026-07-31 12:42:32 UTC | hp04_06_CH_ZUESTA | hp04 | 06_CH | ZUESTA | component | BufferRemainingCapacity60C | water_density_kg_per_liter | 0.992
2026-07-31 12:42:32 UTC | hp04_06_CH_ZUESTA | hp04 | 06_CH | ZUESTA | component | BufferRemainingCapacity60C | water_specific_heat_capacity_j_per_kg_per_k | 4180
2026-07-31 12:42:32 UTC | hp04_06_CH_ZUESTA | hp04 | 06_CH | ZUESTA | component | HeatPumpControllerSH | building_name | BUI1
2026-07-31 12:42:32 UTC | hp04_06_CH_ZUESTA | hp04 | 06_CH | ZUESTA | component | HeatPumpControllerSH | name | HeatPumpControllerSH
2026-07-31 12:42:32 UTC | hp04_06_CH_ZUESTA | hp04 | 06_CH | ZUESTA | component | HeatPumpControllerSH | mode | 2
2026-07-31 12:42:32 UTC | hp04_06_CH_ZUESTA | hp04 | 06_CH | ZUESTA | component | HeatPumpControllerSH | set_heating_threshold_outside_temperature_in_celsius | 16
2026-07-31 12:42:32 UTC | hp04_06_CH_ZUESTA | hp04 | 06_CH | ZUESTA | component | HeatPumpControllerSH | set_cooling_threshold_outside_temperature_in_celsius | 22
2026-07-31 12:42:32 UTC | hp04_06_CH_ZUESTA | hp04 | 06_CH | ZUESTA | component | HeatPumpControllerSH | upper_temperature_offset_for_state_conditions_in_celsius | 1
2026-07-31 12:42:32 UTC | hp04_06_CH_ZUESTA | hp04 | 06_CH | ZUESTA | component | HeatPumpControllerSH | lower_temperature_offset_for_state_conditions_in_celsius | 1
2026-07-31 12:42:32 UTC | hp04_06_CH_ZUESTA | hp04 | 06_CH | ZUESTA | component | HeatPumpControllerSH | heat_distribution_system_type | HeatDistributionSystemType.FLOORHEATING
2026-07-31 12:42:32 UTC | hp04_06_CH_ZUESTA | hp04 | 06_CH | ZUESTA | component | HeatPumpControllerDHW | building_name | BUI1
2026-07-31 12:42:32 UTC | hp04_06_CH_ZUESTA | hp04 | 06_CH | ZUESTA | component | HeatPumpControllerDHW | name | HeatPumpControllerDHW
2026-07-31 12:42:32 UTC | hp04_06_CH_ZUESTA | hp04 | 06_CH | ZUESTA | component | HeatPumpControllerDHW | t_min_dhw_storage_in_celsius | 4
2026-07-31 12:42:32 UTC | hp04_06_CH_ZUESTA | hp04 | 06_CH | ZUESTA | component | HeatPumpControllerDHW | t_max_dhw_storage_in_celsius | 6
2026-07-31 12:42:32 UTC | hp04_06_CH_ZUESTA | hp04 | 06_CH | ZUESTA | component | HeatPumpControllerDHW | thermalpower_dhw_is_constant | false
2026-07-31 12:42:32 UTC | hp04_06_CH_ZUESTA | hp04 | 06_CH | ZUESTA | component | HeatPumpControllerDHW | p_th_max_dhw_in_watt | 5000
2026-07-31 12:42:32 UTC | hp04_06_CH_ZUESTA | hp04 | 06_CH | ZUESTA | heat_generator | HeatPumpHPLib | set_thermal_output_power_in_watt | 5510
2026-07-31 12:42:32 UTC | hp04_06_CH_ZUESTA | hp04 | 06_CH | ZUESTA | heat_generator | HeatPumpHPLib | flow_temperature_in_celsius | 35
2026-07-31 12:42:32 UTC | hp04_06_CH_ZUESTA | hp04 | 06_CH | ZUESTA | heat_generator | HeatPumpHPLib | heating_reference_temperature_in_celsius | -7
2026-07-31 12:42:32 UTC | hp04_06_CH_ZUESTA | hp04 | 06_CH | ZUESTA | heat_generator | HeatPumpHPLib | with_domestic_hot_water_preparation | true
2026-07-31 12:42:32 UTC | hp04_06_CH_ZUESTA | hp04 | 06_CH | ZUESTA | heat_generator | HeatPumpHPLib | minimum_running_time_in_seconds | 14400
2026-07-31 12:42:32 UTC | hp04_06_CH_ZUESTA | hp04 | 06_CH | ZUESTA | heat_generator | HeatPumpHPLib | minimum_idle_time_in_seconds | 900
2026-07-31 12:42:32 UTC | hp04_06_CH_ZUESTA | hp04 | 06_CH | ZUESTA | heat_generator | HeatPumpHPLib | group_id | 1
2026-07-31 12:42:32 UTC | hp04_06_CH_ZUESTA | hp04 | 06_CH | ZUESTA | component | HeatGeneratorTotalThermalPower | building_name | BUI1
2026-07-31 12:42:32 UTC | hp04_06_CH_ZUESTA | hp04 | 06_CH | ZUESTA | component | HeatGeneratorTotalThermalPower | name | HeatGeneratorTotalThermalPower
2026-07-31 12:42:32 UTC | hp04_06_CH_ZUESTA | hp04 | 06_CH | ZUESTA | component | HeatGeneratorTotalThermalPower | loadtype | LoadTypes.ANY
2026-07-31 12:42:32 UTC | hp04_06_CH_ZUESTA | hp04 | 06_CH | ZUESTA | component | HeatGeneratorTotalThermalPower | unit | Units.WATT
2026-07-31 12:42:32 UTC | hp04_06_CH_ZUESTA | hp04 | 06_CH | ZUESTA | component | HeatGeneratorPlantDhwThermalPower | building_name | BUI1
2026-07-31 12:42:32 UTC | hp04_06_CH_ZUESTA | hp04 | 06_CH | ZUESTA | component | HeatGeneratorPlantDhwThermalPower | name | HeatGeneratorPlantDhwThermalPower
2026-07-31 12:42:32 UTC | hp04_06_CH_ZUESTA | hp04 | 06_CH | ZUESTA | component | HeatGeneratorPlantDhwThermalPower | loadtype | LoadTypes.ANY
2026-07-31 12:42:32 UTC | hp04_06_CH_ZUESTA | hp04 | 06_CH | ZUESTA | component | HeatGeneratorPlantDhwThermalPower | unit | Units.WATT
2026-07-31 12:42:32 UTC | hp04_06_CH_ZUESTA | hp04 | 06_CH | ZUESTA | component | SolarDhwThermalPower | building_name | BUI1
2026-07-31 12:42:32 UTC | hp04_06_CH_ZUESTA | hp04 | 06_CH | ZUESTA | component | SolarDhwThermalPower | name | SolarDhwThermalPower
2026-07-31 12:42:32 UTC | hp04_06_CH_ZUESTA | hp04 | 06_CH | ZUESTA | component | SolarDhwThermalPower | value_watt
2026-07-31 12:42:32 UTC | hp04_06_CH_ZUESTA | hp04 | 06_CH | ZUESTA | component | SolarDhwThermalPower | loadtype | LoadTypes.ANY
2026-07-31 12:42:32 UTC | hp04_06_CH_ZUESTA | hp04 | 06_CH | ZUESTA | component | SolarDhwThermalPower | unit | Units.WATT
2026-07-31 12:42:32 UTC | hp04_06_CH_ZUESTA | hp04 | 06_CH | ZUESTA | component | FlexibilityPotential | building_name | BUI1
2026-07-31 12:42:32 UTC | hp04_06_CH_ZUESTA | hp04 | 06_CH | ZUESTA | component | FlexibilityPotential | name | FlexibilityPotential
2026-07-31 12:42:32 UTC | hp04_06_CH_ZUESTA | hp04 | 06_CH | ZUESTA | component | FlexibilityPotential | fallback_heating_cop | 1
2026-07-31 12:42:32 UTC | hp04_06_CH_ZUESTA | hp04 | 06_CH | ZUESTA | component | FlexibilityPotential | fallback_cooling_eer
2026-07-31 12:42:32 UTC | hp04_06_CH_ZUESTA | hp04 | 06_CH | ZUESTA | component | BatteryStoredEnergyWh | building_name | BUI1
2026-07-31 12:42:32 UTC | hp04_06_CH_ZUESTA | hp04 | 06_CH | ZUESTA | component | BatteryStoredEnergyWh | name | BatteryStoredEnergyWh
2026-07-31 12:42:32 UTC | hp04_06_CH_ZUESTA | hp04 | 06_CH | ZUESTA | component | BatteryStoredEnergyWh | capacity_in_kwh | 13.61
2026-07-31 12:42:32 UTC | hp04_06_CH_ZUESTA | hp04 | 06_CH | ZUESTA | component | EvStoredEnergyWhSum | building_name | BUI1
2026-07-31 12:42:32 UTC | hp04_06_CH_ZUESTA | hp04 | 06_CH | ZUESTA | component | EvStoredEnergyWhSum | name | EvStoredEnergyWhSum
2026-07-31 12:42:32 UTC | hp04_06_CH_ZUESTA | hp04 | 06_CH | ZUESTA | component | EvStoredEnergyWhSum | loadtype | LoadTypes.ELECTRICITY
2026-07-31 12:42:32 UTC | hp04_06_CH_ZUESTA | hp04 | 06_CH | ZUESTA | component | EvStoredEnergyWhSum | unit | Units.WATT_HOUR
2026-07-31 12:42:32 UTC | hp04_06_CH_ZUESTA | hp04 | 06_CH | ZUESTA | component | Car_2_22kW_Charging_Power_avg_Speed_30_kmh_1 | building_name | BUI1
2026-07-31 12:42:32 UTC | hp04_06_CH_ZUESTA | hp04 | 06_CH | ZUESTA | component | Car_2_22kW_Charging_Power_avg_Speed_30_kmh_1 | name | Car_2_22kW_Charging_Power_avg_Speed_30_kmh_1
2026-07-31 12:42:32 UTC | hp04_06_CH_ZUESTA | hp04 | 06_CH | ZUESTA | component | Car_2_22kW_Charging_Power_avg_Speed_30_kmh_1 | source_weight | 1
2026-07-31 12:42:32 UTC | hp04_06_CH_ZUESTA | hp04 | 06_CH | ZUESTA | component | Car_2_22kW_Charging_Power_avg_Speed_30_kmh_1 | fuel | LoadTypes.ELECTRICITY
2026-07-31 12:42:32 UTC | hp04_06_CH_ZUESTA | hp04 | 06_CH | ZUESTA | component | Car_2_22kW_Charging_Power_avg_Speed_30_kmh_1 | consumption_per_km | 0.15
2026-07-31 12:42:32 UTC | hp04_06_CH_ZUESTA | hp04 | 06_CH | ZUESTA | component | Car_2_22kW_Charging_Power_avg_Speed_30_kmh_1 | device_co2_footprint_in_kg | 8899.4
2026-07-31 12:42:32 UTC | hp04_06_CH_ZUESTA | hp04 | 06_CH | ZUESTA | component | Car_2_22kW_Charging_Power_avg_Speed_30_kmh_1 | investment_costs_in_euro | 44498
2026-07-31 12:42:32 UTC | hp04_06_CH_ZUESTA | hp04 | 06_CH | ZUESTA | component | Car_2_22kW_Charging_Power_avg_Speed_30_kmh_1 | lifetime_in_years | 18
2026-07-31 12:42:32 UTC | hp04_06_CH_ZUESTA | hp04 | 06_CH | ZUESTA | component | Car_2_22kW_Charging_Power_avg_Speed_30_kmh_1 | maintenance_costs_in_euro_per_year | 89
2026-07-31 12:42:32 UTC | hp04_06_CH_ZUESTA | hp04 | 06_CH | ZUESTA | component | CarBattery_1 | building_name | BUI1
2026-07-31 12:42:32 UTC | hp04_06_CH_ZUESTA | hp04 | 06_CH | ZUESTA | component | CarBattery_1 | name | CarBattery_1
2026-07-31 12:42:32 UTC | hp04_06_CH_ZUESTA | hp04 | 06_CH | ZUESTA | component | CarBattery_1 | source_weight | 4
2026-07-31 12:42:32 UTC | hp04_06_CH_ZUESTA | hp04 | 06_CH | ZUESTA | component | CarBattery_1 | system_id | SG1
2026-07-31 12:42:32 UTC | hp04_06_CH_ZUESTA | hp04 | 06_CH | ZUESTA | component | CarBattery_1 | p_inv_custom | 10000
2026-07-31 12:42:32 UTC | hp04_06_CH_ZUESTA | hp04 | 06_CH | ZUESTA | component | CarBattery_1 | e_bat_custom | 30
2026-07-31 12:42:32 UTC | hp04_06_CH_ZUESTA | hp04 | 06_CH | ZUESTA | component | CarBattery_1 | charge | 0
2026-07-31 12:42:32 UTC | hp04_06_CH_ZUESTA | hp04 | 06_CH | ZUESTA | component | CarBattery_1 | discharge | 0
2026-07-31 12:42:32 UTC | hp04_06_CH_ZUESTA | hp04 | 06_CH | ZUESTA | component | L1EVChargeControl_1 | building_name | BUI1
2026-07-31 12:42:32 UTC | hp04_06_CH_ZUESTA | hp04 | 06_CH | ZUESTA | component | L1EVChargeControl_1 | name | L1EVChargeControl_1
2026-07-31 12:42:32 UTC | hp04_06_CH_ZUESTA | hp04 | 06_CH | ZUESTA | component | L1EVChargeControl_1 | source_weight | 4
2026-07-31 12:42:32 UTC | hp04_06_CH_ZUESTA | hp04 | 06_CH | ZUESTA | component | L1EVChargeControl_1 | battery_set | 0.8
2026-07-31 12:42:32 UTC | hp04_06_CH_ZUESTA | hp04 | 06_CH | ZUESTA | component | L1EVChargeControl_1 | lower_threshold_charging_power | 37
2026-07-31 12:42:32 UTC | hp04_06_CH_ZUESTA | hp04 | 06_CH | ZUESTA | component | L1EVChargeControl_1 | device_co2_footprint_in_kg | 100
2026-07-31 12:42:32 UTC | hp04_06_CH_ZUESTA | hp04 | 06_CH | ZUESTA | component | L1EVChargeControl_1 | investment_costs_in_euro | 1000
2026-07-31 12:42:32 UTC | hp04_06_CH_ZUESTA | hp04 | 06_CH | ZUESTA | component | L1EVChargeControl_1 | lifetime_in_years | 10
2026-07-31 12:42:32 UTC | hp04_06_CH_ZUESTA | hp04 | 06_CH | ZUESTA | component | L1EVChargeControl_1 | maintenance_costs_in_euro_per_year | 5
2026-07-31 12:42:32 UTC | hp04_07_CH_ZUESTA | hp04 | 07_CH | ZUESTA | simulation | SimulationParameters | year | 2050
2026-07-31 12:42:32 UTC | hp04_07_CH_ZUESTA | hp04 | 07_CH | ZUESTA | simulation | SimulationParameters | seconds_per_timestep | 9 | s
2026-07-31 12:42:32 UTC | hp04_07_CH_ZUESTA | hp04 | 07_CH | ZUESTA | simulation | SimulationParameters | country | CH
2026-07-31 12:42:32 UTC | hp04_07_CH_ZUESTA | hp04 | 07_CH | ZUESTA | cli | cli_overrides | ARCH | 07_CH
2026-07-31 12:42:32 UTC | hp04_07_CH_ZUESTA | hp04 | 07_CH | ZUESTA | cli | cli_overrides | WEATHER | ZUESTA
2026-07-31 12:42:32 UTC | hp04_07_CH_ZUESTA | hp04 | 07_CH | ZUESTA | cli | cli_overrides | TIME_HORIZON | future
2026-07-31 12:42:32 UTC | hp04_07_CH_ZUESTA | hp04 | 07_CH | ZUESTA | cli | cli_overrides | SCENARIO | none
2026-07-31 12:42:32 UTC | hp04_07_CH_ZUESTA | hp04 | 07_CH | ZUESTA | cli | cli_overrides | OCC | SIA2024
2026-07-31 12:42:32 UTC | hp04_07_CH_ZUESTA | hp04 | 07_CH | ZUESTA | cli | cli_overrides | HEATGEN_SIZING | IDEAL_LOOKUP
2026-07-31 12:42:32 UTC | hp04_07_CH_ZUESTA | hp04 | 07_CH | ZUESTA | cli | cli_overrides | HP_MODEL | ROTEX Heating Systems GmbH / HPSU compact 508
2026-07-31 12:42:32 UTC | hp04_07_CH_ZUESTA | hp04 | 07_CH | ZUESTA | cli | cli_overrides | HP_NOMINAL_POWER_W | 5510
2026-07-31 12:42:32 UTC | hp04_07_CH_ZUESTA | hp04 | 07_CH | ZUESTA | component | EvStoredEnergyWh_1 | building_name | BUI1
2026-07-31 12:42:32 UTC | hp04_07_CH_ZUESTA | hp04 | 07_CH | ZUESTA | component | EvStoredEnergyWh_1 | name | EvStoredEnergyWh_1
2026-07-31 12:42:32 UTC | hp04_07_CH_ZUESTA | hp04 | 07_CH | ZUESTA | component | EvStoredEnergyWh_1 | capacity_in_kwh | 3
2026-07-31 12:42:32 UTC | hp04_07_CH_ZUESTA | hp04 | 07_CH | ZUESTA | internal_loads | SIA2024Occupancy | conditioned_floor_area_in_m2 | 199
2026-07-31 12:42:32 UTC | hp04_07_CH_ZUESTA | hp04 | 07_CH | ZUESTA | internal_loads | SIA2024Occupancy | appliances_load_w_per_m2 | 1
2026-07-31 12:42:32 UTC | hp04_07_CH_ZUESTA | hp04 | 07_CH | ZUESTA | internal_loads | SIA2024Occupancy | lighting_load_w_per_m2 | 3
2026-07-31 12:42:32 UTC | hp04_07_CH_ZUESTA | hp04 | 07_CH | ZUESTA | internal_loads | SIA2024Occupancy | lighting_annual_full_load_hours | 846
2026-07-31 12:42:32 UTC | hp04_07_CH_ZUESTA | hp04 | 07_CH | ZUESTA | internal_loads | SIA2024Occupancy | appliances_yearly_utilization_per_month | 0.7995
2026-07-31 12:42:32 UTC | hp04_07_CH_ZUESTA | hp04 | 07_CH | ZUESTA | weather | Weather | source_path | C:\Users\het\HiSim\hisim\inputs\weather\custom_csv\Zurich\NABZUE_2060_RCP85_DRY.csv
2026-07-31 12:42:32 UTC | hp04_07_CH_ZUESTA | hp04 | 07_CH | ZUESTA | weather | Weather | location | Zurich
2026-07-31 12:42:32 UTC | hp04_07_CH_ZUESTA | hp04 | 07_CH | ZUESTA | weather | Weather | name | Weather
2026-07-31 12:42:32 UTC | hp04_07_CH_ZUESTA | hp04 | 07_CH | ZUESTA | pv | PVSystem | power_in_watt | 12659.2
2026-07-31 12:42:32 UTC | hp04_07_CH_ZUESTA | hp04 | 07_CH | ZUESTA | pv | PVSystem | tilt | 30
2026-07-31 12:42:32 UTC | hp04_07_CH_ZUESTA | hp04 | 07_CH | ZUESTA | pv | PVSystem | azimuth | 180
2026-07-31 12:42:32 UTC | hp04_07_CH_ZUESTA | hp04 | 07_CH | ZUESTA | pv | PVSystem | location | ZUESTA
2026-07-31 12:42:32 UTC | hp04_07_CH_ZUESTA | hp04 | 07_CH | ZUESTA | component | ElectricityMeter | building_name | BUI1
2026-07-31 12:42:32 UTC | hp04_07_CH_ZUESTA | hp04 | 07_CH | ZUESTA | component | ElectricityMeter | name | ElectricityMeter
2026-07-31 12:42:32 UTC | hp04_07_CH_ZUESTA | hp04 | 07_CH | ZUESTA | component | L2EMSElectricityController | building_name | BUI1
2026-07-31 12:42:32 UTC | hp04_07_CH_ZUESTA | hp04 | 07_CH | ZUESTA | component | L2EMSElectricityController | name | L2EMSElectricityController
2026-07-31 12:42:32 UTC | hp04_07_CH_ZUESTA | hp04 | 07_CH | ZUESTA | component | L2EMSElectricityController | strategy | optimize_own_consumption
2026-07-31 12:42:32 UTC | hp04_07_CH_ZUESTA | hp04 | 07_CH | ZUESTA | component | L2EMSElectricityController | limit_to_shave | 0
2026-07-31 12:42:32 UTC | hp04_07_CH_ZUESTA | hp04 | 07_CH | ZUESTA | component | L2EMSElectricityController | building_indoor_temperature_offset_value | 2
2026-07-31 12:42:32 UTC | hp04_07_CH_ZUESTA | hp04 | 07_CH | ZUESTA | component | L2EMSElectricityController | domestic_hot_water_storage_temperature_offset_value | 10
2026-07-31 12:42:32 UTC | hp04_07_CH_ZUESTA | hp04 | 07_CH | ZUESTA | component | L2EMSElectricityController | space_heating_water_storage_temperature_offset_value | 10
2026-07-31 12:42:32 UTC | hp04_07_CH_ZUESTA | hp04 | 07_CH | ZUESTA | building | Building | building_name | 1991_2000
2026-07-31 12:42:32 UTC | hp04_07_CH_ZUESTA | hp04 | 07_CH | ZUESTA | building | Building | building_code | AT.N.SFH.06.Gen.ReEx.001.002
2026-07-31 12:42:32 UTC | hp04_07_CH_ZUESTA | hp04 | 07_CH | ZUESTA | building | Building | building_heat_capacity_class | heavy
2026-07-31 12:42:32 UTC | hp04_07_CH_ZUESTA | hp04 | 07_CH | ZUESTA | building | Building | absolute_conditioned_floor_area_in_m2 | 199
2026-07-31 12:42:32 UTC | hp04_07_CH_ZUESTA | hp04 | 07_CH | ZUESTA | building | Building | heating_reference_temperature_in_celsius | -8
2026-07-31 12:42:32 UTC | hp04_07_CH_ZUESTA | hp04 | 07_CH | ZUESTA | building | Building | floor_u_value_in_watt_per_m2_per_kelvin | 0.55
2026-07-31 12:42:32 UTC | hp04_07_CH_ZUESTA | hp04 | 07_CH | ZUESTA | building | Building | floor_area_in_m2 | 81
2026-07-31 12:42:32 UTC | hp04_07_CH_ZUESTA | hp04 | 07_CH | ZUESTA | building | Building | facade_u_value_in_watt_per_m2_per_kelvin | 0.35
2026-07-31 12:42:32 UTC | hp04_07_CH_ZUESTA | hp04 | 07_CH | ZUESTA | building | Building | facade_area_in_m2 | 164
2026-07-31 12:42:32 UTC | hp04_07_CH_ZUESTA | hp04 | 07_CH | ZUESTA | building | Building | roof_u_value_in_watt_per_m2_per_kelvin | 0.34
2026-07-31 12:42:32 UTC | hp04_07_CH_ZUESTA | hp04 | 07_CH | ZUESTA | building | Building | roof_area_in_m2 | 96
2026-07-31 12:42:32 UTC | hp04_07_CH_ZUESTA | hp04 | 07_CH | ZUESTA | building | Building | window_u_value_in_watt_per_m2_per_kelvin | 1.7
2026-07-31 12:42:32 UTC | hp04_07_CH_ZUESTA | hp04 | 07_CH | ZUESTA | building | Building | window_area_in_m2 | 31.84
2026-07-31 12:42:32 UTC | hp04_07_CH_ZUESTA | hp04 | 07_CH | ZUESTA | building | Building | door_u_value_in_watt_per_m2_per_kelvin
2026-07-31 12:42:32 UTC | hp04_07_CH_ZUESTA | hp04 | 07_CH | ZUESTA | building | Building | door_area_in_m2
2026-07-31 12:42:32 UTC | hp04_07_CH_ZUESTA | hp04 | 07_CH | ZUESTA | building | Building | set_heating_temperature_in_celsius | 20.5
2026-07-31 12:42:32 UTC | hp04_07_CH_ZUESTA | hp04 | 07_CH | ZUESTA | building | Building | set_cooling_temperature_in_celsius | 25
2026-07-31 12:42:32 UTC | hp04_07_CH_ZUESTA | hp04 | 07_CH | ZUESTA | building | Building | natural_ventilation_m3_per_h_per_person | 29
2026-07-31 12:42:32 UTC | hp04_07_CH_ZUESTA | hp04 | 07_CH | ZUESTA | building | Building | sia_natural_ventilation_m3_per_h_per_m2 | 0.6
2026-07-31 12:42:32 UTC | hp04_07_CH_ZUESTA | hp04 | 07_CH | ZUESTA | building | Building | swiss_infiltration_rate_per_h | 0.15
2026-07-31 12:42:32 UTC | hp04_07_CH_ZUESTA | hp04 | 07_CH | ZUESTA | building | Building | heating_demand_mode | iso13790
2026-07-31 12:42:32 UTC | hp04_07_CH_ZUESTA | hp04 | 07_CH | ZUESTA | building | Building | operative_heating_proportional_band_in_celsius | 1
2026-07-31 12:42:32 UTC | hp04_07_CH_ZUESTA | hp04 | 07_CH | ZUESTA | building | Building | operative_heating_proportional_gain | 1
2026-07-31 12:42:32 UTC | hp04_07_CH_ZUESTA | hp04 | 07_CH | ZUESTA | building | Building | control_comfort_lower_bound_shift_in_celsius
2026-07-31 12:42:32 UTC | hp04_07_CH_ZUESTA | hp04 | 07_CH | ZUESTA | building | Building | comfort_aware_seasonal_heating_gate | true
2026-07-31 12:42:32 UTC | hp04_07_CH_ZUESTA | hp04 | 07_CH | ZUESTA | component | StrictComfortDemandController | building_name | BUI1
2026-07-31 12:42:32 UTC | hp04_07_CH_ZUESTA | hp04 | 07_CH | ZUESTA | component | StrictComfortDemandController | name | StrictComfortDemandController
2026-07-31 12:42:32 UTC | hp04_07_CH_ZUESTA | hp04 | 07_CH | ZUESTA | component | StrictComfortDemandController | temperature_air_heating_in_celsius | 20.5
2026-07-31 12:42:32 UTC | hp04_07_CH_ZUESTA | hp04 | 07_CH | ZUESTA | component | StrictComfortDemandController | temperature_air_cooling_in_celsius | 24
2026-07-31 12:42:32 UTC | hp04_07_CH_ZUESTA | hp04 | 07_CH | ZUESTA | component | StrictComfortDemandController | offset | 0.5
2026-07-31 12:42:32 UTC | hp04_07_CH_ZUESTA | hp04 | 07_CH | ZUESTA | component | StrictComfortDemandController | mode | 2
2026-07-31 12:42:32 UTC | hp04_07_CH_ZUESTA | hp04 | 07_CH | ZUESTA | component | StrictComfortDemandController | use_adaptive_comfort_band | true
2026-07-31 12:42:32 UTC | hp04_07_CH_ZUESTA | hp04 | 07_CH | ZUESTA | component | StrictComfortDemandController | control_strategy | strict_comfort_band_v1
2026-07-31 12:42:32 UTC | hp04_07_CH_ZUESTA | hp04 | 07_CH | ZUESTA | component | StrictComfortDemandController | comfort_band_inner_offset_in_celsius | 0.5
2026-07-31 12:42:32 UTC | hp04_07_CH_ZUESTA | hp04 | 07_CH | ZUESTA | component | StrictComfortDemandController | comfort_band_inner_offset_lower_in_celsius | 1
2026-07-31 12:42:32 UTC | hp04_07_CH_ZUESTA | hp04 | 07_CH | ZUESTA | component | StrictComfortDemandController | comfort_band_inner_offset_upper_in_celsius | 0.5
2026-07-31 12:42:32 UTC | hp04_07_CH_ZUESTA | hp04 | 07_CH | ZUESTA | component | StrictComfortDemandController | heating_disabled_above_running_mean_outdoor_temperature_in_celsius | 18
2026-07-31 12:42:32 UTC | hp04_07_CH_ZUESTA | hp04 | 07_CH | ZUESTA | component | StrictComfortDemandController | cooling_enabled_above_running_mean_outdoor_temperature_in_celsius | 22
2026-07-31 12:42:32 UTC | hp04_07_CH_ZUESTA | hp04 | 07_CH | ZUESTA | component | ComfortBandHeatingDemand | building_name | BUI1
2026-07-31 12:42:32 UTC | hp04_07_CH_ZUESTA | hp04 | 07_CH | ZUESTA | component | ComfortBandHeatingDemand | name | ComfortBandHeatingDemand
2026-07-31 12:42:32 UTC | hp04_07_CH_ZUESTA | hp04 | 07_CH | ZUESTA | component | ComfortBandHeatingDemand | max_heating_power_in_watt | 7052.23
2026-07-31 12:42:32 UTC | hp04_07_CH_ZUESTA | hp04 | 07_CH | ZUESTA | component | ComfortBandHeatingDemand | proportional_gain_in_watt_per_kelvin | 14104.5
2026-07-31 12:42:32 UTC | hp04_07_CH_ZUESTA | hp04 | 07_CH | ZUESTA | component | StrictComfortSetpointModifier | building_name | BUI1
2026-07-31 12:42:32 UTC | hp04_07_CH_ZUESTA | hp04 | 07_CH | ZUESTA | component | StrictComfortSetpointModifier | name | StrictComfortSetpointModifier
2026-07-31 12:42:32 UTC | hp04_07_CH_ZUESTA | hp04 | 07_CH | ZUESTA | component | StrictComfortSetpointModifier | base_heating_setpoint_in_celsius | 20.5
2026-07-31 12:42:32 UTC | hp04_07_CH_ZUESTA | hp04 | 07_CH | ZUESTA | component | StrictComfortSetpointModifier | recovery_gain | 5
2026-07-31 12:42:32 UTC | hp04_07_CH_ZUESTA | hp04 | 07_CH | ZUESTA | component | StrictComfortSetpointModifier | max_recovery_boost_in_celsius | 5
2026-07-31 12:42:32 UTC | hp04_07_CH_ZUESTA | hp04 | 07_CH | ZUESTA | component | StrictComfortSetpointModifier | clamp_min_modifier_in_celsius
2026-07-31 12:42:32 UTC | hp04_07_CH_ZUESTA | hp04 | 07_CH | ZUESTA | component | StrictComfortSetpointModifier | clamp_max_modifier_in_celsius | 15
2026-07-31 12:42:32 UTC | hp04_07_CH_ZUESTA | hp04 | 07_CH | ZUESTA | component | TotalThermalBuildingDemand | building_name | BUI1
2026-07-31 12:42:32 UTC | hp04_07_CH_ZUESTA | hp04 | 07_CH | ZUESTA | component | TotalThermalBuildingDemand | name | TotalThermalBuildingDemand
2026-07-31 12:42:32 UTC | hp04_07_CH_ZUESTA | hp04 | 07_CH | ZUESTA | component | TotalThermalBuildingDemand | loadtype | LoadTypes.ANY
2026-07-31 12:42:32 UTC | hp04_07_CH_ZUESTA | hp04 | 07_CH | ZUESTA | component | TotalThermalBuildingDemand | unit | Units.WATT
2026-07-31 12:42:32 UTC | hp04_07_CH_ZUESTA | hp04 | 07_CH | ZUESTA | component | HeatDistributionController | building_name | BUI1
2026-07-31 12:42:32 UTC | hp04_07_CH_ZUESTA | hp04 | 07_CH | ZUESTA | component | HeatDistributionController | name | HeatDistributionController
2026-07-31 12:42:32 UTC | hp04_07_CH_ZUESTA | hp04 | 07_CH | ZUESTA | component | HeatDistributionController | heating_system | HeatDistributionSystemType.FLOORHEATING
2026-07-31 12:42:32 UTC | hp04_07_CH_ZUESTA | hp04 | 07_CH | ZUESTA | component | HeatDistributionController | set_heating_threshold_outside_temperature_in_celsius | 16
2026-07-31 12:42:32 UTC | hp04_07_CH_ZUESTA | hp04 | 07_CH | ZUESTA | component | HeatDistributionController | heating_reference_temperature_in_celsius | -8
2026-07-31 12:42:32 UTC | hp04_07_CH_ZUESTA | hp04 | 07_CH | ZUESTA | component | HeatDistributionController | set_heating_temperature_for_building_in_celsius | 20.5
2026-07-31 12:42:32 UTC | hp04_07_CH_ZUESTA | hp04 | 07_CH | ZUESTA | component | HeatDistributionController | set_cooling_temperature_for_building_in_celsius | 25
2026-07-31 12:42:32 UTC | hp04_07_CH_ZUESTA | hp04 | 07_CH | ZUESTA | component | HeatDistributionController | heating_load_of_building_in_watt | 7052.23
2026-07-31 12:42:32 UTC | hp04_07_CH_ZUESTA | hp04 | 07_CH | ZUESTA | heat_distribution | HeatDistributionSystem | absolute_conditioned_floor_area_in_m2 | 199
2026-07-31 12:42:32 UTC | hp04_07_CH_ZUESTA | hp04 | 07_CH | ZUESTA | thermal_storage | SimpleHotWaterStorage | volume_heating_water_storage_in_liter | 352.6
2026-07-31 12:42:32 UTC | hp04_07_CH_ZUESTA | hp04 | 07_CH | ZUESTA | component | BufferRemainingCapacity60C | building_name | BUI1
2026-07-31 12:42:32 UTC | hp04_07_CH_ZUESTA | hp04 | 07_CH | ZUESTA | component | BufferRemainingCapacity60C | name | BufferRemainingCapacity60C
2026-07-31 12:42:32 UTC | hp04_07_CH_ZUESTA | hp04 | 07_CH | ZUESTA | component | BufferRemainingCapacity60C | volume_heating_water_storage_in_liter | 352.6
2026-07-31 12:42:32 UTC | hp04_07_CH_ZUESTA | hp04 | 07_CH | ZUESTA | component | BufferRemainingCapacity60C | max_temperature_in_celsius | 6
2026-07-31 12:42:32 UTC | hp04_07_CH_ZUESTA | hp04 | 07_CH | ZUESTA | component | BufferRemainingCapacity60C | water_density_kg_per_liter | 0.992
2026-07-31 12:42:32 UTC | hp04_07_CH_ZUESTA | hp04 | 07_CH | ZUESTA | component | BufferRemainingCapacity60C | water_specific_heat_capacity_j_per_kg_per_k | 4180
2026-07-31 12:42:32 UTC | hp04_07_CH_ZUESTA | hp04 | 07_CH | ZUESTA | component | HeatPumpControllerSH | building_name | BUI1
2026-07-31 12:42:32 UTC | hp04_07_CH_ZUESTA | hp04 | 07_CH | ZUESTA | component | HeatPumpControllerSH | name | HeatPumpControllerSH
2026-07-31 12:42:32 UTC | hp04_07_CH_ZUESTA | hp04 | 07_CH | ZUESTA | component | HeatPumpControllerSH | mode | 2
2026-07-31 12:42:32 UTC | hp04_07_CH_ZUESTA | hp04 | 07_CH | ZUESTA | component | HeatPumpControllerSH | set_heating_threshold_outside_temperature_in_celsius | 16
2026-07-31 12:42:32 UTC | hp04_07_CH_ZUESTA | hp04 | 07_CH | ZUESTA | component | HeatPumpControllerSH | set_cooling_threshold_outside_temperature_in_celsius | 22
2026-07-31 12:42:32 UTC | hp04_07_CH_ZUESTA | hp04 | 07_CH | ZUESTA | component | HeatPumpControllerSH | upper_temperature_offset_for_state_conditions_in_celsius | 1
2026-07-31 12:42:32 UTC | hp04_07_CH_ZUESTA | hp04 | 07_CH | ZUESTA | component | HeatPumpControllerSH | lower_temperature_offset_for_state_conditions_in_celsius | 1
2026-07-31 12:42:32 UTC | hp04_07_CH_ZUESTA | hp04 | 07_CH | ZUESTA | component | HeatPumpControllerSH | heat_distribution_system_type | HeatDistributionSystemType.FLOORHEATING
2026-07-31 12:42:32 UTC | hp04_07_CH_ZUESTA | hp04 | 07_CH | ZUESTA | component | HeatPumpControllerDHW | building_name | BUI1
2026-07-31 12:42:32 UTC | hp04_07_CH_ZUESTA | hp04 | 07_CH | ZUESTA | component | HeatPumpControllerDHW | name | HeatPumpControllerDHW
2026-07-31 12:42:32 UTC | hp04_07_CH_ZUESTA | hp04 | 07_CH | ZUESTA | component | HeatPumpControllerDHW | t_min_dhw_storage_in_celsius | 4
2026-07-31 12:42:32 UTC | hp04_07_CH_ZUESTA | hp04 | 07_CH | ZUESTA | component | HeatPumpControllerDHW | t_max_dhw_storage_in_celsius | 6
2026-07-31 12:42:32 UTC | hp04_07_CH_ZUESTA | hp04 | 07_CH | ZUESTA | component | HeatPumpControllerDHW | thermalpower_dhw_is_constant | false
2026-07-31 12:42:32 UTC | hp04_07_CH_ZUESTA | hp04 | 07_CH | ZUESTA | component | HeatPumpControllerDHW | p_th_max_dhw_in_watt | 5000
2026-07-31 12:42:32 UTC | hp04_07_CH_ZUESTA | hp04 | 07_CH | ZUESTA | heat_generator | HeatPumpHPLib | set_thermal_output_power_in_watt | 5510
2026-07-31 12:42:32 UTC | hp04_07_CH_ZUESTA | hp04 | 07_CH | ZUESTA | heat_generator | HeatPumpHPLib | flow_temperature_in_celsius | 35
2026-07-31 12:42:32 UTC | hp04_07_CH_ZUESTA | hp04 | 07_CH | ZUESTA | heat_generator | HeatPumpHPLib | heating_reference_temperature_in_celsius | -7
2026-07-31 12:42:32 UTC | hp04_07_CH_ZUESTA | hp04 | 07_CH | ZUESTA | heat_generator | HeatPumpHPLib | with_domestic_hot_water_preparation | true
2026-07-31 12:42:32 UTC | hp04_07_CH_ZUESTA | hp04 | 07_CH | ZUESTA | heat_generator | HeatPumpHPLib | minimum_running_time_in_seconds | 14400
2026-07-31 12:42:32 UTC | hp04_07_CH_ZUESTA | hp04 | 07_CH | ZUESTA | heat_generator | HeatPumpHPLib | minimum_idle_time_in_seconds | 900
2026-07-31 12:42:32 UTC | hp04_07_CH_ZUESTA | hp04 | 07_CH | ZUESTA | heat_generator | HeatPumpHPLib | group_id | 1
2026-07-31 12:42:32 UTC | hp04_07_CH_ZUESTA | hp04 | 07_CH | ZUESTA | component | HeatGeneratorTotalThermalPower | building_name | BUI1
2026-07-31 12:42:32 UTC | hp04_07_CH_ZUESTA | hp04 | 07_CH | ZUESTA | component | HeatGeneratorTotalThermalPower | name | HeatGeneratorTotalThermalPower
2026-07-31 12:42:32 UTC | hp04_07_CH_ZUESTA | hp04 | 07_CH | ZUESTA | component | HeatGeneratorTotalThermalPower | loadtype | LoadTypes.ANY
2026-07-31 12:42:32 UTC | hp04_07_CH_ZUESTA | hp04 | 07_CH | ZUESTA | component | HeatGeneratorTotalThermalPower | unit | Units.WATT
2026-07-31 12:42:32 UTC | hp04_07_CH_ZUESTA | hp04 | 07_CH | ZUESTA | component | HeatGeneratorPlantDhwThermalPower | building_name | BUI1
2026-07-31 12:42:32 UTC | hp04_07_CH_ZUESTA | hp04 | 07_CH | ZUESTA | component | HeatGeneratorPlantDhwThermalPower | name | HeatGeneratorPlantDhwThermalPower
2026-07-31 12:42:32 UTC | hp04_07_CH_ZUESTA | hp04 | 07_CH | ZUESTA | component | HeatGeneratorPlantDhwThermalPower | loadtype | LoadTypes.ANY
2026-07-31 12:42:32 UTC | hp04_07_CH_ZUESTA | hp04 | 07_CH | ZUESTA | component | HeatGeneratorPlantDhwThermalPower | unit | Units.WATT
2026-07-31 12:42:32 UTC | hp04_07_CH_ZUESTA | hp04 | 07_CH | ZUESTA | component | SolarDhwThermalPower | building_name | BUI1
2026-07-31 12:42:32 UTC | hp04_07_CH_ZUESTA | hp04 | 07_CH | ZUESTA | component | SolarDhwThermalPower | name | SolarDhwThermalPower
2026-07-31 12:42:32 UTC | hp04_07_CH_ZUESTA | hp04 | 07_CH | ZUESTA | component | SolarDhwThermalPower | value_watt
2026-07-31 12:42:32 UTC | hp04_07_CH_ZUESTA | hp04 | 07_CH | ZUESTA | component | SolarDhwThermalPower | loadtype | LoadTypes.ANY
2026-07-31 12:42:32 UTC | hp04_07_CH_ZUESTA | hp04 | 07_CH | ZUESTA | component | SolarDhwThermalPower | unit | Units.WATT
2026-07-31 12:42:32 UTC | hp04_07_CH_ZUESTA | hp04 | 07_CH | ZUESTA | component | FlexibilityPotential | building_name | BUI1
2026-07-31 12:42:32 UTC | hp04_07_CH_ZUESTA | hp04 | 07_CH | ZUESTA | component | FlexibilityPotential | name | FlexibilityPotential
2026-07-31 12:42:32 UTC | hp04_07_CH_ZUESTA | hp04 | 07_CH | ZUESTA | component | FlexibilityPotential | fallback_heating_cop | 1
2026-07-31 12:42:32 UTC | hp04_07_CH_ZUESTA | hp04 | 07_CH | ZUESTA | component | FlexibilityPotential | fallback_cooling_eer
2026-07-31 12:42:32 UTC | hp04_07_CH_ZUESTA | hp04 | 07_CH | ZUESTA | component | BatteryStoredEnergyWh | building_name | BUI1
2026-07-31 12:42:32 UTC | hp04_07_CH_ZUESTA | hp04 | 07_CH | ZUESTA | component | BatteryStoredEnergyWh | name | BatteryStoredEnergyWh
2026-07-31 12:42:32 UTC | hp04_07_CH_ZUESTA | hp04 | 07_CH | ZUESTA | component | BatteryStoredEnergyWh | capacity_in_kwh | 12.66
2026-07-31 12:42:32 UTC | hp04_07_CH_ZUESTA | hp04 | 07_CH | ZUESTA | component | EvStoredEnergyWhSum | building_name | BUI1
2026-07-31 12:42:32 UTC | hp04_07_CH_ZUESTA | hp04 | 07_CH | ZUESTA | component | EvStoredEnergyWhSum | name | EvStoredEnergyWhSum
2026-07-31 12:42:32 UTC | hp04_07_CH_ZUESTA | hp04 | 07_CH | ZUESTA | component | EvStoredEnergyWhSum | loadtype | LoadTypes.ELECTRICITY
2026-07-31 12:42:32 UTC | hp04_07_CH_ZUESTA | hp04 | 07_CH | ZUESTA | component | EvStoredEnergyWhSum | unit | Units.WATT_HOUR
2026-07-31 12:42:32 UTC | hp04_07_CH_ZUESTA | hp04 | 07_CH | ZUESTA | component | Car_2_22kW_Charging_Power_avg_Speed_30_kmh_1 | building_name | BUI1
2026-07-31 12:42:32 UTC | hp04_07_CH_ZUESTA | hp04 | 07_CH | ZUESTA | component | Car_2_22kW_Charging_Power_avg_Speed_30_kmh_1 | name | Car_2_22kW_Charging_Power_avg_Speed_30_kmh_1
2026-07-31 12:42:32 UTC | hp04_07_CH_ZUESTA | hp04 | 07_CH | ZUESTA | component | Car_2_22kW_Charging_Power_avg_Speed_30_kmh_1 | source_weight | 1
2026-07-31 12:42:32 UTC | hp04_07_CH_ZUESTA | hp04 | 07_CH | ZUESTA | component | Car_2_22kW_Charging_Power_avg_Speed_30_kmh_1 | fuel | LoadTypes.ELECTRICITY
2026-07-31 12:42:32 UTC | hp04_07_CH_ZUESTA | hp04 | 07_CH | ZUESTA | component | Car_2_22kW_Charging_Power_avg_Speed_30_kmh_1 | consumption_per_km | 0.15
2026-07-31 12:42:32 UTC | hp04_07_CH_ZUESTA | hp04 | 07_CH | ZUESTA | component | Car_2_22kW_Charging_Power_avg_Speed_30_kmh_1 | device_co2_footprint_in_kg | 8899.4
2026-07-31 12:42:32 UTC | hp04_07_CH_ZUESTA | hp04 | 07_CH | ZUESTA | component | Car_2_22kW_Charging_Power_avg_Speed_30_kmh_1 | investment_costs_in_euro | 44498
2026-07-31 12:42:32 UTC | hp04_07_CH_ZUESTA | hp04 | 07_CH | ZUESTA | component | Car_2_22kW_Charging_Power_avg_Speed_30_kmh_1 | lifetime_in_years | 18
2026-07-31 12:42:32 UTC | hp04_07_CH_ZUESTA | hp04 | 07_CH | ZUESTA | component | Car_2_22kW_Charging_Power_avg_Speed_30_kmh_1 | maintenance_costs_in_euro_per_year | 89
2026-07-31 12:42:32 UTC | hp04_07_CH_ZUESTA | hp04 | 07_CH | ZUESTA | component | CarBattery_1 | building_name | BUI1
2026-07-31 12:42:32 UTC | hp04_07_CH_ZUESTA | hp04 | 07_CH | ZUESTA | component | CarBattery_1 | name | CarBattery_1
2026-07-31 12:42:32 UTC | hp04_07_CH_ZUESTA | hp04 | 07_CH | ZUESTA | component | CarBattery_1 | source_weight | 4
2026-07-31 12:42:32 UTC | hp04_07_CH_ZUESTA | hp04 | 07_CH | ZUESTA | component | CarBattery_1 | system_id | SG1
2026-07-31 12:42:32 UTC | hp04_07_CH_ZUESTA | hp04 | 07_CH | ZUESTA | component | CarBattery_1 | p_inv_custom | 10000
2026-07-31 12:42:32 UTC | hp04_07_CH_ZUESTA | hp04 | 07_CH | ZUESTA | component | CarBattery_1 | e_bat_custom | 30
2026-07-31 12:42:32 UTC | hp04_07_CH_ZUESTA | hp04 | 07_CH | ZUESTA | component | CarBattery_1 | charge | 0
2026-07-31 12:42:32 UTC | hp04_07_CH_ZUESTA | hp04 | 07_CH | ZUESTA | component | CarBattery_1 | discharge | 0
2026-07-31 12:42:32 UTC | hp04_07_CH_ZUESTA | hp04 | 07_CH | ZUESTA | component | L1EVChargeControl_1 | building_name | BUI1
2026-07-31 12:42:32 UTC | hp04_07_CH_ZUESTA | hp04 | 07_CH | ZUESTA | component | L1EVChargeControl_1 | name | L1EVChargeControl_1
2026-07-31 12:42:32 UTC | hp04_07_CH_ZUESTA | hp04 | 07_CH | ZUESTA | component | L1EVChargeControl_1 | source_weight | 4
2026-07-31 12:42:32 UTC | hp04_07_CH_ZUESTA | hp04 | 07_CH | ZUESTA | component | L1EVChargeControl_1 | battery_set | 0.8
2026-07-31 12:42:32 UTC | hp04_07_CH_ZUESTA | hp04 | 07_CH | ZUESTA | component | L1EVChargeControl_1 | lower_threshold_charging_power | 37
2026-07-31 12:42:32 UTC | hp04_07_CH_ZUESTA | hp04 | 07_CH | ZUESTA | component | L1EVChargeControl_1 | device_co2_footprint_in_kg | 100
2026-07-31 12:42:32 UTC | hp04_07_CH_ZUESTA | hp04 | 07_CH | ZUESTA | component | L1EVChargeControl_1 | investment_costs_in_euro | 1000
2026-07-31 12:42:32 UTC | hp04_07_CH_ZUESTA | hp04 | 07_CH | ZUESTA | component | L1EVChargeControl_1 | lifetime_in_years | 10
2026-07-31 12:42:32 UTC | hp04_07_CH_ZUESTA | hp04 | 07_CH | ZUESTA | component | L1EVChargeControl_1 | maintenance_costs_in_euro_per_year | 5
2026-07-31 12:42:32 UTC | hp04_08_CH_ZUESTA | hp04 | 08_CH | ZUESTA | simulation | SimulationParameters | year | 2050
2026-07-31 12:42:32 UTC | hp04_08_CH_ZUESTA | hp04 | 08_CH | ZUESTA | simulation | SimulationParameters | seconds_per_timestep | 9 | s
2026-07-31 12:42:32 UTC | hp04_08_CH_ZUESTA | hp04 | 08_CH | ZUESTA | simulation | SimulationParameters | country | CH
2026-07-31 12:42:32 UTC | hp04_08_CH_ZUESTA | hp04 | 08_CH | ZUESTA | cli | cli_overrides | ARCH | 08_CH
2026-07-31 12:42:32 UTC | hp04_08_CH_ZUESTA | hp04 | 08_CH | ZUESTA | cli | cli_overrides | WEATHER | ZUESTA
2026-07-31 12:42:32 UTC | hp04_08_CH_ZUESTA | hp04 | 08_CH | ZUESTA | cli | cli_overrides | TIME_HORIZON | future
2026-07-31 12:42:32 UTC | hp04_08_CH_ZUESTA | hp04 | 08_CH | ZUESTA | cli | cli_overrides | SCENARIO | none
2026-07-31 12:42:32 UTC | hp04_08_CH_ZUESTA | hp04 | 08_CH | ZUESTA | cli | cli_overrides | OCC | SIA2024
2026-07-31 12:42:32 UTC | hp04_08_CH_ZUESTA | hp04 | 08_CH | ZUESTA | cli | cli_overrides | HEATGEN_SIZING | IDEAL_LOOKUP
2026-07-31 12:42:32 UTC | hp04_08_CH_ZUESTA | hp04 | 08_CH | ZUESTA | cli | cli_overrides | HP_MODEL | Panasonic Deutschland / AQUAREA [WH-MDC05F3E5]
2026-07-31 12:42:32 UTC | hp04_08_CH_ZUESTA | hp04 | 08_CH | ZUESTA | cli | cli_overrides | HP_NOMINAL_POWER_W | 4750
2026-07-31 12:42:32 UTC | hp04_08_CH_ZUESTA | hp04 | 08_CH | ZUESTA | component | EvStoredEnergyWh_1 | building_name | BUI1
2026-07-31 12:42:32 UTC | hp04_08_CH_ZUESTA | hp04 | 08_CH | ZUESTA | component | EvStoredEnergyWh_1 | name | EvStoredEnergyWh_1
2026-07-31 12:42:32 UTC | hp04_08_CH_ZUESTA | hp04 | 08_CH | ZUESTA | component | EvStoredEnergyWh_1 | capacity_in_kwh | 3
2026-07-31 12:42:32 UTC | hp04_08_CH_ZUESTA | hp04 | 08_CH | ZUESTA | internal_loads | SIA2024Occupancy | conditioned_floor_area_in_m2 | 201
2026-07-31 12:42:32 UTC | hp04_08_CH_ZUESTA | hp04 | 08_CH | ZUESTA | internal_loads | SIA2024Occupancy | appliances_load_w_per_m2 | 1
2026-07-31 12:42:32 UTC | hp04_08_CH_ZUESTA | hp04 | 08_CH | ZUESTA | internal_loads | SIA2024Occupancy | lighting_load_w_per_m2 | 3
2026-07-31 12:42:32 UTC | hp04_08_CH_ZUESTA | hp04 | 08_CH | ZUESTA | internal_loads | SIA2024Occupancy | lighting_annual_full_load_hours | 846
2026-07-31 12:42:32 UTC | hp04_08_CH_ZUESTA | hp04 | 08_CH | ZUESTA | internal_loads | SIA2024Occupancy | appliances_yearly_utilization_per_month | 0.7995
2026-07-31 12:42:32 UTC | hp04_08_CH_ZUESTA | hp04 | 08_CH | ZUESTA | weather | Weather | source_path | C:\Users\het\HiSim\hisim\inputs\weather\custom_csv\Zurich\NABZUE_2060_RCP85_DRY.csv
2026-07-31 12:42:32 UTC | hp04_08_CH_ZUESTA | hp04 | 08_CH | ZUESTA | weather | Weather | location | Zurich
2026-07-31 12:42:32 UTC | hp04_08_CH_ZUESTA | hp04 | 08_CH | ZUESTA | weather | Weather | name | Weather
2026-07-31 12:42:32 UTC | hp04_08_CH_ZUESTA | hp04 | 08_CH | ZUESTA | pv | PVSystem | power_in_watt | 12759.4
2026-07-31 12:42:32 UTC | hp04_08_CH_ZUESTA | hp04 | 08_CH | ZUESTA | pv | PVSystem | tilt | 30
2026-07-31 12:42:32 UTC | hp04_08_CH_ZUESTA | hp04 | 08_CH | ZUESTA | pv | PVSystem | azimuth | 180
2026-07-31 12:42:32 UTC | hp04_08_CH_ZUESTA | hp04 | 08_CH | ZUESTA | pv | PVSystem | location | ZUESTA
2026-07-31 12:42:32 UTC | hp04_08_CH_ZUESTA | hp04 | 08_CH | ZUESTA | component | ElectricityMeter | building_name | BUI1
2026-07-31 12:42:32 UTC | hp04_08_CH_ZUESTA | hp04 | 08_CH | ZUESTA | component | ElectricityMeter | name | ElectricityMeter
2026-07-31 12:42:32 UTC | hp04_08_CH_ZUESTA | hp04 | 08_CH | ZUESTA | component | L2EMSElectricityController | building_name | BUI1
2026-07-31 12:42:32 UTC | hp04_08_CH_ZUESTA | hp04 | 08_CH | ZUESTA | component | L2EMSElectricityController | name | L2EMSElectricityController
2026-07-31 12:42:32 UTC | hp04_08_CH_ZUESTA | hp04 | 08_CH | ZUESTA | component | L2EMSElectricityController | strategy | optimize_own_consumption
2026-07-31 12:42:32 UTC | hp04_08_CH_ZUESTA | hp04 | 08_CH | ZUESTA | component | L2EMSElectricityController | limit_to_shave | 0
2026-07-31 12:42:32 UTC | hp04_08_CH_ZUESTA | hp04 | 08_CH | ZUESTA | component | L2EMSElectricityController | building_indoor_temperature_offset_value | 2
2026-07-31 12:42:32 UTC | hp04_08_CH_ZUESTA | hp04 | 08_CH | ZUESTA | component | L2EMSElectricityController | domestic_hot_water_storage_temperature_offset_value | 10
2026-07-31 12:42:32 UTC | hp04_08_CH_ZUESTA | hp04 | 08_CH | ZUESTA | component | L2EMSElectricityController | space_heating_water_storage_temperature_offset_value | 10
2026-07-31 12:42:32 UTC | hp04_08_CH_ZUESTA | hp04 | 08_CH | ZUESTA | building | Building | building_name | 2001_2010
2026-07-31 12:42:32 UTC | hp04_08_CH_ZUESTA | hp04 | 08_CH | ZUESTA | building | Building | building_code | AT.N.SFH.07.Gen.ReEx.001.002
2026-07-31 12:42:32 UTC | hp04_08_CH_ZUESTA | hp04 | 08_CH | ZUESTA | building | Building | building_heat_capacity_class | heavy
2026-07-31 12:42:32 UTC | hp04_08_CH_ZUESTA | hp04 | 08_CH | ZUESTA | building | Building | absolute_conditioned_floor_area_in_m2 | 201
2026-07-31 12:42:32 UTC | hp04_08_CH_ZUESTA | hp04 | 08_CH | ZUESTA | building | Building | heating_reference_temperature_in_celsius | -8
2026-07-31 12:42:32 UTC | hp04_08_CH_ZUESTA | hp04 | 08_CH | ZUESTA | building | Building | floor_u_value_in_watt_per_m2_per_kelvin | 0.38
2026-07-31 12:42:32 UTC | hp04_08_CH_ZUESTA | hp04 | 08_CH | ZUESTA | building | Building | floor_area_in_m2 | 84.2
2026-07-31 12:42:32 UTC | hp04_08_CH_ZUESTA | hp04 | 08_CH | ZUESTA | building | Building | facade_u_value_in_watt_per_m2_per_kelvin | 0.3
2026-07-31 12:42:32 UTC | hp04_08_CH_ZUESTA | hp04 | 08_CH | ZUESTA | building | Building | facade_area_in_m2 | 177.6
2026-07-31 12:42:32 UTC | hp04_08_CH_ZUESTA | hp04 | 08_CH | ZUESTA | building | Building | roof_u_value_in_watt_per_m2_per_kelvin | 0.26
2026-07-31 12:42:32 UTC | hp04_08_CH_ZUESTA | hp04 | 08_CH | ZUESTA | building | Building | roof_area_in_m2 | 96.76
2026-07-31 12:42:32 UTC | hp04_08_CH_ZUESTA | hp04 | 08_CH | ZUESTA | building | Building | window_u_value_in_watt_per_m2_per_kelvin | 1.5
2026-07-31 12:42:32 UTC | hp04_08_CH_ZUESTA | hp04 | 08_CH | ZUESTA | building | Building | window_area_in_m2 | 32.16
2026-07-31 12:42:32 UTC | hp04_08_CH_ZUESTA | hp04 | 08_CH | ZUESTA | building | Building | door_u_value_in_watt_per_m2_per_kelvin
2026-07-31 12:42:32 UTC | hp04_08_CH_ZUESTA | hp04 | 08_CH | ZUESTA | building | Building | door_area_in_m2
2026-07-31 12:42:32 UTC | hp04_08_CH_ZUESTA | hp04 | 08_CH | ZUESTA | building | Building | set_heating_temperature_in_celsius | 20.5
2026-07-31 12:42:32 UTC | hp04_08_CH_ZUESTA | hp04 | 08_CH | ZUESTA | building | Building | set_cooling_temperature_in_celsius | 25
2026-07-31 12:42:32 UTC | hp04_08_CH_ZUESTA | hp04 | 08_CH | ZUESTA | building | Building | natural_ventilation_m3_per_h_per_person | 29
2026-07-31 12:42:32 UTC | hp04_08_CH_ZUESTA | hp04 | 08_CH | ZUESTA | building | Building | sia_natural_ventilation_m3_per_h_per_m2 | 0.6
2026-07-31 12:42:32 UTC | hp04_08_CH_ZUESTA | hp04 | 08_CH | ZUESTA | building | Building | swiss_infiltration_rate_per_h | 0.15
2026-07-31 12:42:32 UTC | hp04_08_CH_ZUESTA | hp04 | 08_CH | ZUESTA | building | Building | heating_demand_mode | iso13790
2026-07-31 12:42:32 UTC | hp04_08_CH_ZUESTA | hp04 | 08_CH | ZUESTA | building | Building | operative_heating_proportional_band_in_celsius | 1
2026-07-31 12:42:32 UTC | hp04_08_CH_ZUESTA | hp04 | 08_CH | ZUESTA | building | Building | operative_heating_proportional_gain | 1
2026-07-31 12:42:32 UTC | hp04_08_CH_ZUESTA | hp04 | 08_CH | ZUESTA | building | Building | control_comfort_lower_bound_shift_in_celsius
2026-07-31 12:42:32 UTC | hp04_08_CH_ZUESTA | hp04 | 08_CH | ZUESTA | building | Building | comfort_aware_seasonal_heating_gate | true
2026-07-31 12:42:32 UTC | hp04_08_CH_ZUESTA | hp04 | 08_CH | ZUESTA | component | StrictComfortDemandController | building_name | BUI1
2026-07-31 12:42:32 UTC | hp04_08_CH_ZUESTA | hp04 | 08_CH | ZUESTA | component | StrictComfortDemandController | name | StrictComfortDemandController
2026-07-31 12:42:32 UTC | hp04_08_CH_ZUESTA | hp04 | 08_CH | ZUESTA | component | StrictComfortDemandController | temperature_air_heating_in_celsius | 20.5
2026-07-31 12:42:32 UTC | hp04_08_CH_ZUESTA | hp04 | 08_CH | ZUESTA | component | StrictComfortDemandController | temperature_air_cooling_in_celsius | 24
2026-07-31 12:42:32 UTC | hp04_08_CH_ZUESTA | hp04 | 08_CH | ZUESTA | component | StrictComfortDemandController | offset | 0.5
2026-07-31 12:42:32 UTC | hp04_08_CH_ZUESTA | hp04 | 08_CH | ZUESTA | component | StrictComfortDemandController | mode | 2
2026-07-31 12:42:32 UTC | hp04_08_CH_ZUESTA | hp04 | 08_CH | ZUESTA | component | StrictComfortDemandController | use_adaptive_comfort_band | true
2026-07-31 12:42:32 UTC | hp04_08_CH_ZUESTA | hp04 | 08_CH | ZUESTA | component | StrictComfortDemandController | control_strategy | strict_comfort_band_v1
2026-07-31 12:42:32 UTC | hp04_08_CH_ZUESTA | hp04 | 08_CH | ZUESTA | component | StrictComfortDemandController | comfort_band_inner_offset_in_celsius | 0.5
2026-07-31 12:42:32 UTC | hp04_08_CH_ZUESTA | hp04 | 08_CH | ZUESTA | component | StrictComfortDemandController | comfort_band_inner_offset_lower_in_celsius | 1
2026-07-31 12:42:32 UTC | hp04_08_CH_ZUESTA | hp04 | 08_CH | ZUESTA | component | StrictComfortDemandController | comfort_band_inner_offset_upper_in_celsius | 0.5
2026-07-31 12:42:32 UTC | hp04_08_CH_ZUESTA | hp04 | 08_CH | ZUESTA | component | StrictComfortDemandController | heating_disabled_above_running_mean_outdoor_temperature_in_celsius | 18
2026-07-31 12:42:32 UTC | hp04_08_CH_ZUESTA | hp04 | 08_CH | ZUESTA | component | StrictComfortDemandController | cooling_enabled_above_running_mean_outdoor_temperature_in_celsius | 22
2026-07-31 12:42:32 UTC | hp04_08_CH_ZUESTA | hp04 | 08_CH | ZUESTA | component | ComfortBandHeatingDemand | building_name | BUI1
2026-07-31 12:42:32 UTC | hp04_08_CH_ZUESTA | hp04 | 08_CH | ZUESTA | component | ComfortBandHeatingDemand | name | ComfortBandHeatingDemand
2026-07-31 12:42:32 UTC | hp04_08_CH_ZUESTA | hp04 | 08_CH | ZUESTA | component | ComfortBandHeatingDemand | max_heating_power_in_watt | 5754.87
2026-07-31 12:42:32 UTC | hp04_08_CH_ZUESTA | hp04 | 08_CH | ZUESTA | component | ComfortBandHeatingDemand | proportional_gain_in_watt_per_kelvin | 11509.7
2026-07-31 12:42:32 UTC | hp04_08_CH_ZUESTA | hp04 | 08_CH | ZUESTA | component | StrictComfortSetpointModifier | building_name | BUI1
2026-07-31 12:42:32 UTC | hp04_08_CH_ZUESTA | hp04 | 08_CH | ZUESTA | component | StrictComfortSetpointModifier | name | StrictComfortSetpointModifier
2026-07-31 12:42:32 UTC | hp04_08_CH_ZUESTA | hp04 | 08_CH | ZUESTA | component | StrictComfortSetpointModifier | base_heating_setpoint_in_celsius | 20.5
2026-07-31 12:42:32 UTC | hp04_08_CH_ZUESTA | hp04 | 08_CH | ZUESTA | component | StrictComfortSetpointModifier | recovery_gain | 5
2026-07-31 12:42:32 UTC | hp04_08_CH_ZUESTA | hp04 | 08_CH | ZUESTA | component | StrictComfortSetpointModifier | max_recovery_boost_in_celsius | 5
2026-07-31 12:42:32 UTC | hp04_08_CH_ZUESTA | hp04 | 08_CH | ZUESTA | component | StrictComfortSetpointModifier | clamp_min_modifier_in_celsius
2026-07-31 12:42:32 UTC | hp04_08_CH_ZUESTA | hp04 | 08_CH | ZUESTA | component | StrictComfortSetpointModifier | clamp_max_modifier_in_celsius | 15
2026-07-31 12:42:32 UTC | hp04_08_CH_ZUESTA | hp04 | 08_CH | ZUESTA | component | TotalThermalBuildingDemand | building_name | BUI1
2026-07-31 12:42:32 UTC | hp04_08_CH_ZUESTA | hp04 | 08_CH | ZUESTA | component | TotalThermalBuildingDemand | name | TotalThermalBuildingDemand
2026-07-31 12:42:32 UTC | hp04_08_CH_ZUESTA | hp04 | 08_CH | ZUESTA | component | TotalThermalBuildingDemand | loadtype | LoadTypes.ANY
2026-07-31 12:42:32 UTC | hp04_08_CH_ZUESTA | hp04 | 08_CH | ZUESTA | component | TotalThermalBuildingDemand | unit | Units.WATT
2026-07-31 12:42:32 UTC | hp04_08_CH_ZUESTA | hp04 | 08_CH | ZUESTA | component | HeatDistributionController | building_name | BUI1
2026-07-31 12:42:32 UTC | hp04_08_CH_ZUESTA | hp04 | 08_CH | ZUESTA | component | HeatDistributionController | name | HeatDistributionController
2026-07-31 12:42:32 UTC | hp04_08_CH_ZUESTA | hp04 | 08_CH | ZUESTA | component | HeatDistributionController | heating_system | HeatDistributionSystemType.FLOORHEATING
2026-07-31 12:42:32 UTC | hp04_08_CH_ZUESTA | hp04 | 08_CH | ZUESTA | component | HeatDistributionController | set_heating_threshold_outside_temperature_in_celsius | 16
2026-07-31 12:42:32 UTC | hp04_08_CH_ZUESTA | hp04 | 08_CH | ZUESTA | component | HeatDistributionController | heating_reference_temperature_in_celsius | -8
2026-07-31 12:42:32 UTC | hp04_08_CH_ZUESTA | hp04 | 08_CH | ZUESTA | component | HeatDistributionController | set_heating_temperature_for_building_in_celsius | 20.5
2026-07-31 12:42:32 UTC | hp04_08_CH_ZUESTA | hp04 | 08_CH | ZUESTA | component | HeatDistributionController | set_cooling_temperature_for_building_in_celsius | 25
2026-07-31 12:42:32 UTC | hp04_08_CH_ZUESTA | hp04 | 08_CH | ZUESTA | component | HeatDistributionController | heating_load_of_building_in_watt | 5754.87
2026-07-31 12:42:32 UTC | hp04_08_CH_ZUESTA | hp04 | 08_CH | ZUESTA | heat_distribution | HeatDistributionSystem | absolute_conditioned_floor_area_in_m2 | 201
2026-07-31 12:42:32 UTC | hp04_08_CH_ZUESTA | hp04 | 08_CH | ZUESTA | thermal_storage | SimpleHotWaterStorage | volume_heating_water_storage_in_liter | 287.7
2026-07-31 12:42:32 UTC | hp04_08_CH_ZUESTA | hp04 | 08_CH | ZUESTA | component | BufferRemainingCapacity60C | building_name | BUI1
2026-07-31 12:42:32 UTC | hp04_08_CH_ZUESTA | hp04 | 08_CH | ZUESTA | component | BufferRemainingCapacity60C | name | BufferRemainingCapacity60C
2026-07-31 12:42:32 UTC | hp04_08_CH_ZUESTA | hp04 | 08_CH | ZUESTA | component | BufferRemainingCapacity60C | volume_heating_water_storage_in_liter | 287.7
2026-07-31 12:42:32 UTC | hp04_08_CH_ZUESTA | hp04 | 08_CH | ZUESTA | component | BufferRemainingCapacity60C | max_temperature_in_celsius | 6
2026-07-31 12:42:32 UTC | hp04_08_CH_ZUESTA | hp04 | 08_CH | ZUESTA | component | BufferRemainingCapacity60C | water_density_kg_per_liter | 0.992
2026-07-31 12:42:32 UTC | hp04_08_CH_ZUESTA | hp04 | 08_CH | ZUESTA | component | BufferRemainingCapacity60C | water_specific_heat_capacity_j_per_kg_per_k | 4180
2026-07-31 12:42:32 UTC | hp04_08_CH_ZUESTA | hp04 | 08_CH | ZUESTA | component | HeatPumpControllerSH | building_name | BUI1
2026-07-31 12:42:32 UTC | hp04_08_CH_ZUESTA | hp04 | 08_CH | ZUESTA | component | HeatPumpControllerSH | name | HeatPumpControllerSH
2026-07-31 12:42:32 UTC | hp04_08_CH_ZUESTA | hp04 | 08_CH | ZUESTA | component | HeatPumpControllerSH | mode | 2
2026-07-31 12:42:32 UTC | hp04_08_CH_ZUESTA | hp04 | 08_CH | ZUESTA | component | HeatPumpControllerSH | set_heating_threshold_outside_temperature_in_celsius | 16
2026-07-31 12:42:32 UTC | hp04_08_CH_ZUESTA | hp04 | 08_CH | ZUESTA | component | HeatPumpControllerSH | set_cooling_threshold_outside_temperature_in_celsius | 22
2026-07-31 12:42:32 UTC | hp04_08_CH_ZUESTA | hp04 | 08_CH | ZUESTA | component | HeatPumpControllerSH | upper_temperature_offset_for_state_conditions_in_celsius | 1
2026-07-31 12:42:32 UTC | hp04_08_CH_ZUESTA | hp04 | 08_CH | ZUESTA | component | HeatPumpControllerSH | lower_temperature_offset_for_state_conditions_in_celsius | 1
2026-07-31 12:42:32 UTC | hp04_08_CH_ZUESTA | hp04 | 08_CH | ZUESTA | component | HeatPumpControllerSH | heat_distribution_system_type | HeatDistributionSystemType.FLOORHEATING
2026-07-31 12:42:32 UTC | hp04_08_CH_ZUESTA | hp04 | 08_CH | ZUESTA | component | HeatPumpControllerDHW | building_name | BUI1
2026-07-31 12:42:32 UTC | hp04_08_CH_ZUESTA | hp04 | 08_CH | ZUESTA | component | HeatPumpControllerDHW | name | HeatPumpControllerDHW
2026-07-31 12:42:32 UTC | hp04_08_CH_ZUESTA | hp04 | 08_CH | ZUESTA | component | HeatPumpControllerDHW | t_min_dhw_storage_in_celsius | 4
2026-07-31 12:42:32 UTC | hp04_08_CH_ZUESTA | hp04 | 08_CH | ZUESTA | component | HeatPumpControllerDHW | t_max_dhw_storage_in_celsius | 6
2026-07-31 12:42:32 UTC | hp04_08_CH_ZUESTA | hp04 | 08_CH | ZUESTA | component | HeatPumpControllerDHW | thermalpower_dhw_is_constant | false
2026-07-31 12:42:32 UTC | hp04_08_CH_ZUESTA | hp04 | 08_CH | ZUESTA | component | HeatPumpControllerDHW | p_th_max_dhw_in_watt | 5000
2026-07-31 12:42:32 UTC | hp04_08_CH_ZUESTA | hp04 | 08_CH | ZUESTA | heat_generator | HeatPumpHPLib | set_thermal_output_power_in_watt | 4750
2026-07-31 12:42:32 UTC | hp04_08_CH_ZUESTA | hp04 | 08_CH | ZUESTA | heat_generator | HeatPumpHPLib | flow_temperature_in_celsius | 35
2026-07-31 12:42:32 UTC | hp04_08_CH_ZUESTA | hp04 | 08_CH | ZUESTA | heat_generator | HeatPumpHPLib | heating_reference_temperature_in_celsius | -7
2026-07-31 12:42:32 UTC | hp04_08_CH_ZUESTA | hp04 | 08_CH | ZUESTA | heat_generator | HeatPumpHPLib | with_domestic_hot_water_preparation | true
2026-07-31 12:42:32 UTC | hp04_08_CH_ZUESTA | hp04 | 08_CH | ZUESTA | heat_generator | HeatPumpHPLib | minimum_running_time_in_seconds | 14400
2026-07-31 12:42:32 UTC | hp04_08_CH_ZUESTA | hp04 | 08_CH | ZUESTA | heat_generator | HeatPumpHPLib | minimum_idle_time_in_seconds | 900
2026-07-31 12:42:32 UTC | hp04_08_CH_ZUESTA | hp04 | 08_CH | ZUESTA | heat_generator | HeatPumpHPLib | group_id | 1
2026-07-31 12:42:32 UTC | hp04_08_CH_ZUESTA | hp04 | 08_CH | ZUESTA | component | HeatGeneratorTotalThermalPower | building_name | BUI1
2026-07-31 12:42:32 UTC | hp04_08_CH_ZUESTA | hp04 | 08_CH | ZUESTA | component | HeatGeneratorTotalThermalPower | name | HeatGeneratorTotalThermalPower
2026-07-31 12:42:32 UTC | hp04_08_CH_ZUESTA | hp04 | 08_CH | ZUESTA | component | HeatGeneratorTotalThermalPower | loadtype | LoadTypes.ANY
2026-07-31 12:42:32 UTC | hp04_08_CH_ZUESTA | hp04 | 08_CH | ZUESTA | component | HeatGeneratorTotalThermalPower | unit | Units.WATT
2026-07-31 12:42:32 UTC | hp04_08_CH_ZUESTA | hp04 | 08_CH | ZUESTA | component | HeatGeneratorPlantDhwThermalPower | building_name | BUI1
2026-07-31 12:42:32 UTC | hp04_08_CH_ZUESTA | hp04 | 08_CH | ZUESTA | component | HeatGeneratorPlantDhwThermalPower | name | HeatGeneratorPlantDhwThermalPower
2026-07-31 12:42:32 UTC | hp04_08_CH_ZUESTA | hp04 | 08_CH | ZUESTA | component | HeatGeneratorPlantDhwThermalPower | loadtype | LoadTypes.ANY
2026-07-31 12:42:32 UTC | hp04_08_CH_ZUESTA | hp04 | 08_CH | ZUESTA | component | HeatGeneratorPlantDhwThermalPower | unit | Units.WATT
2026-07-31 12:42:32 UTC | hp04_08_CH_ZUESTA | hp04 | 08_CH | ZUESTA | component | SolarDhwThermalPower | building_name | BUI1
2026-07-31 12:42:32 UTC | hp04_08_CH_ZUESTA | hp04 | 08_CH | ZUESTA | component | SolarDhwThermalPower | name | SolarDhwThermalPower
2026-07-31 12:42:32 UTC | hp04_08_CH_ZUESTA | hp04 | 08_CH | ZUESTA | component | SolarDhwThermalPower | value_watt
2026-07-31 12:42:32 UTC | hp04_08_CH_ZUESTA | hp04 | 08_CH | ZUESTA | component | SolarDhwThermalPower | loadtype | LoadTypes.ANY
2026-07-31 12:42:32 UTC | hp04_08_CH_ZUESTA | hp04 | 08_CH | ZUESTA | component | SolarDhwThermalPower | unit | Units.WATT
2026-07-31 12:42:32 UTC | hp04_08_CH_ZUESTA | hp04 | 08_CH | ZUESTA | component | FlexibilityPotential | building_name | BUI1
2026-07-31 12:42:32 UTC | hp04_08_CH_ZUESTA | hp04 | 08_CH | ZUESTA | component | FlexibilityPotential | name | FlexibilityPotential
2026-07-31 12:42:32 UTC | hp04_08_CH_ZUESTA | hp04 | 08_CH | ZUESTA | component | FlexibilityPotential | fallback_heating_cop | 1
2026-07-31 12:42:32 UTC | hp04_08_CH_ZUESTA | hp04 | 08_CH | ZUESTA | component | FlexibilityPotential | fallback_cooling_eer
2026-07-31 12:42:32 UTC | hp04_08_CH_ZUESTA | hp04 | 08_CH | ZUESTA | component | BatteryStoredEnergyWh | building_name | BUI1
2026-07-31 12:42:32 UTC | hp04_08_CH_ZUESTA | hp04 | 08_CH | ZUESTA | component | BatteryStoredEnergyWh | name | BatteryStoredEnergyWh
2026-07-31 12:42:32 UTC | hp04_08_CH_ZUESTA | hp04 | 08_CH | ZUESTA | component | BatteryStoredEnergyWh | capacity_in_kwh | 12.76
2026-07-31 12:42:32 UTC | hp04_08_CH_ZUESTA | hp04 | 08_CH | ZUESTA | component | EvStoredEnergyWhSum | building_name | BUI1
2026-07-31 12:42:32 UTC | hp04_08_CH_ZUESTA | hp04 | 08_CH | ZUESTA | component | EvStoredEnergyWhSum | name | EvStoredEnergyWhSum
2026-07-31 12:42:32 UTC | hp04_08_CH_ZUESTA | hp04 | 08_CH | ZUESTA | component | EvStoredEnergyWhSum | loadtype | LoadTypes.ELECTRICITY
2026-07-31 12:42:32 UTC | hp04_08_CH_ZUESTA | hp04 | 08_CH | ZUESTA | component | EvStoredEnergyWhSum | unit | Units.WATT_HOUR
2026-07-31 12:42:32 UTC | hp04_08_CH_ZUESTA | hp04 | 08_CH | ZUESTA | component | Car_2_22kW_Charging_Power_avg_Speed_30_kmh_1 | building_name | BUI1
2026-07-31 12:42:32 UTC | hp04_08_CH_ZUESTA | hp04 | 08_CH | ZUESTA | component | Car_2_22kW_Charging_Power_avg_Speed_30_kmh_1 | name | Car_2_22kW_Charging_Power_avg_Speed_30_kmh_1
2026-07-31 12:42:32 UTC | hp04_08_CH_ZUESTA | hp04 | 08_CH | ZUESTA | component | Car_2_22kW_Charging_Power_avg_Speed_30_kmh_1 | source_weight | 1
2026-07-31 12:42:32 UTC | hp04_08_CH_ZUESTA | hp04 | 08_CH | ZUESTA | component | Car_2_22kW_Charging_Power_avg_Speed_30_kmh_1 | fuel | LoadTypes.ELECTRICITY
2026-07-31 12:42:32 UTC | hp04_08_CH_ZUESTA | hp04 | 08_CH | ZUESTA | component | Car_2_22kW_Charging_Power_avg_Speed_30_kmh_1 | consumption_per_km | 0.15
2026-07-31 12:42:32 UTC | hp04_08_CH_ZUESTA | hp04 | 08_CH | ZUESTA | component | Car_2_22kW_Charging_Power_avg_Speed_30_kmh_1 | device_co2_footprint_in_kg | 8899.4
2026-07-31 12:42:32 UTC | hp04_08_CH_ZUESTA | hp04 | 08_CH | ZUESTA | component | Car_2_22kW_Charging_Power_avg_Speed_30_kmh_1 | investment_costs_in_euro | 44498
2026-07-31 12:42:32 UTC | hp04_08_CH_ZUESTA | hp04 | 08_CH | ZUESTA | component | Car_2_22kW_Charging_Power_avg_Speed_30_kmh_1 | lifetime_in_years | 18
2026-07-31 12:42:32 UTC | hp04_08_CH_ZUESTA | hp04 | 08_CH | ZUESTA | component | Car_2_22kW_Charging_Power_avg_Speed_30_kmh_1 | maintenance_costs_in_euro_per_year | 89
2026-07-31 12:42:32 UTC | hp04_08_CH_ZUESTA | hp04 | 08_CH | ZUESTA | component | CarBattery_1 | building_name | BUI1
2026-07-31 12:42:32 UTC | hp04_08_CH_ZUESTA | hp04 | 08_CH | ZUESTA | component | CarBattery_1 | name | CarBattery_1
2026-07-31 12:42:32 UTC | hp04_08_CH_ZUESTA | hp04 | 08_CH | ZUESTA | component | CarBattery_1 | source_weight | 4
2026-07-31 12:42:32 UTC | hp04_08_CH_ZUESTA | hp04 | 08_CH | ZUESTA | component | CarBattery_1 | system_id | SG1
2026-07-31 12:42:32 UTC | hp04_08_CH_ZUESTA | hp04 | 08_CH | ZUESTA | component | CarBattery_1 | p_inv_custom | 10000
2026-07-31 12:42:32 UTC | hp04_08_CH_ZUESTA | hp04 | 08_CH | ZUESTA | component | CarBattery_1 | e_bat_custom | 30
2026-07-31 12:42:32 UTC | hp04_08_CH_ZUESTA | hp04 | 08_CH | ZUESTA | component | CarBattery_1 | charge | 0
2026-07-31 12:42:32 UTC | hp04_08_CH_ZUESTA | hp04 | 08_CH | ZUESTA | component | CarBattery_1 | discharge | 0
2026-07-31 12:42:32 UTC | hp04_08_CH_ZUESTA | hp04 | 08_CH | ZUESTA | component | L1EVChargeControl_1 | building_name | BUI1
2026-07-31 12:42:32 UTC | hp04_08_CH_ZUESTA | hp04 | 08_CH | ZUESTA | component | L1EVChargeControl_1 | name | L1EVChargeControl_1
2026-07-31 12:42:32 UTC | hp04_08_CH_ZUESTA | hp04 | 08_CH | ZUESTA | component | L1EVChargeControl_1 | source_weight | 4
2026-07-31 12:42:32 UTC | hp04_08_CH_ZUESTA | hp04 | 08_CH | ZUESTA | component | L1EVChargeControl_1 | battery_set | 0.8
2026-07-31 12:42:32 UTC | hp04_08_CH_ZUESTA | hp04 | 08_CH | ZUESTA | component | L1EVChargeControl_1 | lower_threshold_charging_power | 37
2026-07-31 12:42:32 UTC | hp04_08_CH_ZUESTA | hp04 | 08_CH | ZUESTA | component | L1EVChargeControl_1 | device_co2_footprint_in_kg | 100
2026-07-31 12:42:32 UTC | hp04_08_CH_ZUESTA | hp04 | 08_CH | ZUESTA | component | L1EVChargeControl_1 | investment_costs_in_euro | 1000
2026-07-31 12:42:32 UTC | hp04_08_CH_ZUESTA | hp04 | 08_CH | ZUESTA | component | L1EVChargeControl_1 | lifetime_in_years | 10
2026-07-31 12:42:32 UTC | hp04_08_CH_ZUESTA | hp04 | 08_CH | ZUESTA | component | L1EVChargeControl_1 | maintenance_costs_in_euro_per_year | 5
2026-07-31 12:42:32 UTC | hp04_09_CH_ZUESTA | hp04 | 09_CH | ZUESTA | simulation | SimulationParameters | year | 2050
2026-07-31 12:42:32 UTC | hp04_09_CH_ZUESTA | hp04 | 09_CH | ZUESTA | simulation | SimulationParameters | seconds_per_timestep | 9 | s
2026-07-31 12:42:32 UTC | hp04_09_CH_ZUESTA | hp04 | 09_CH | ZUESTA | simulation | SimulationParameters | country | CH
2026-07-31 12:42:32 UTC | hp04_09_CH_ZUESTA | hp04 | 09_CH | ZUESTA | cli | cli_overrides | ARCH | 09_CH
2026-07-31 12:42:32 UTC | hp04_09_CH_ZUESTA | hp04 | 09_CH | ZUESTA | cli | cli_overrides | WEATHER | ZUESTA
2026-07-31 12:42:32 UTC | hp04_09_CH_ZUESTA | hp04 | 09_CH | ZUESTA | cli | cli_overrides | TIME_HORIZON | future
2026-07-31 12:42:32 UTC | hp04_09_CH_ZUESTA | hp04 | 09_CH | ZUESTA | cli | cli_overrides | SCENARIO | none
2026-07-31 12:42:32 UTC | hp04_09_CH_ZUESTA | hp04 | 09_CH | ZUESTA | cli | cli_overrides | OCC | SIA2024
2026-07-31 12:42:32 UTC | hp04_09_CH_ZUESTA | hp04 | 09_CH | ZUESTA | cli | cli_overrides | HEATGEN_SIZING | IDEAL_LOOKUP
2026-07-31 12:42:32 UTC | hp04_09_CH_ZUESTA | hp04 | 09_CH | ZUESTA | cli | cli_overrides | HP_MODEL | Viessmann Werke GmbH & Co KG / Vitocal 250-A Compact AWMOF-251.A1.06-400-V001/V002
2026-07-31 12:42:32 UTC | hp04_09_CH_ZUESTA | hp04 | 09_CH | ZUESTA | cli | cli_overrides | HP_NOMINAL_POWER_W | 3100
2026-07-31 12:42:32 UTC | hp04_09_CH_ZUESTA | hp04 | 09_CH | ZUESTA | component | EvStoredEnergyWh_1 | building_name | BUI1
2026-07-31 12:42:32 UTC | hp04_09_CH_ZUESTA | hp04 | 09_CH | ZUESTA | component | EvStoredEnergyWh_1 | name | EvStoredEnergyWh_1
2026-07-31 12:42:32 UTC | hp04_09_CH_ZUESTA | hp04 | 09_CH | ZUESTA | component | EvStoredEnergyWh_1 | capacity_in_kwh | 3
2026-07-31 12:42:32 UTC | hp04_09_CH_ZUESTA | hp04 | 09_CH | ZUESTA | internal_loads | SIA2024Occupancy | conditioned_floor_area_in_m2 | 206
2026-07-31 12:42:32 UTC | hp04_09_CH_ZUESTA | hp04 | 09_CH | ZUESTA | internal_loads | SIA2024Occupancy | appliances_load_w_per_m2 | 1
2026-07-31 12:42:32 UTC | hp04_09_CH_ZUESTA | hp04 | 09_CH | ZUESTA | internal_loads | SIA2024Occupancy | lighting_load_w_per_m2 | 3
2026-07-31 12:42:32 UTC | hp04_09_CH_ZUESTA | hp04 | 09_CH | ZUESTA | internal_loads | SIA2024Occupancy | lighting_annual_full_load_hours | 846
2026-07-31 12:42:32 UTC | hp04_09_CH_ZUESTA | hp04 | 09_CH | ZUESTA | internal_loads | SIA2024Occupancy | appliances_yearly_utilization_per_month | 0.7995
2026-07-31 12:42:32 UTC | hp04_09_CH_ZUESTA | hp04 | 09_CH | ZUESTA | weather | Weather | source_path | C:\Users\het\HiSim\hisim\inputs\weather\custom_csv\Zurich\NABZUE_2060_RCP85_DRY.csv
2026-07-31 12:42:32 UTC | hp04_09_CH_ZUESTA | hp04 | 09_CH | ZUESTA | weather | Weather | location | Zurich
2026-07-31 12:42:32 UTC | hp04_09_CH_ZUESTA | hp04 | 09_CH | ZUESTA | weather | Weather | name | Weather
2026-07-31 12:42:32 UTC | hp04_09_CH_ZUESTA | hp04 | 09_CH | ZUESTA | pv | PVSystem | power_in_watt | 13226.2
2026-07-31 12:42:32 UTC | hp04_09_CH_ZUESTA | hp04 | 09_CH | ZUESTA | pv | PVSystem | tilt | 30
2026-07-31 12:42:32 UTC | hp04_09_CH_ZUESTA | hp04 | 09_CH | ZUESTA | pv | PVSystem | azimuth | 180
2026-07-31 12:42:32 UTC | hp04_09_CH_ZUESTA | hp04 | 09_CH | ZUESTA | pv | PVSystem | location | ZUESTA
2026-07-31 12:42:32 UTC | hp04_09_CH_ZUESTA | hp04 | 09_CH | ZUESTA | component | ElectricityMeter | building_name | BUI1
2026-07-31 12:42:32 UTC | hp04_09_CH_ZUESTA | hp04 | 09_CH | ZUESTA | component | ElectricityMeter | name | ElectricityMeter
2026-07-31 12:42:32 UTC | hp04_09_CH_ZUESTA | hp04 | 09_CH | ZUESTA | component | L2EMSElectricityController | building_name | BUI1
2026-07-31 12:42:32 UTC | hp04_09_CH_ZUESTA | hp04 | 09_CH | ZUESTA | component | L2EMSElectricityController | name | L2EMSElectricityController
2026-07-31 12:42:32 UTC | hp04_09_CH_ZUESTA | hp04 | 09_CH | ZUESTA | component | L2EMSElectricityController | strategy | optimize_own_consumption
2026-07-31 12:42:32 UTC | hp04_09_CH_ZUESTA | hp04 | 09_CH | ZUESTA | component | L2EMSElectricityController | limit_to_shave | 0
2026-07-31 12:42:32 UTC | hp04_09_CH_ZUESTA | hp04 | 09_CH | ZUESTA | component | L2EMSElectricityController | building_indoor_temperature_offset_value | 2
2026-07-31 12:42:32 UTC | hp04_09_CH_ZUESTA | hp04 | 09_CH | ZUESTA | component | L2EMSElectricityController | domestic_hot_water_storage_temperature_offset_value | 10
2026-07-31 12:42:32 UTC | hp04_09_CH_ZUESTA | hp04 | 09_CH | ZUESTA | component | L2EMSElectricityController | space_heating_water_storage_temperature_offset_value | 10
2026-07-31 12:42:32 UTC | hp04_09_CH_ZUESTA | hp04 | 09_CH | ZUESTA | building | Building | building_name | 2011_2019
2026-07-31 12:42:32 UTC | hp04_09_CH_ZUESTA | hp04 | 09_CH | ZUESTA | building | Building | building_code | AT.N.SFH.08.Gen.ReEx.001.002
2026-07-31 12:42:32 UTC | hp04_09_CH_ZUESTA | hp04 | 09_CH | ZUESTA | building | Building | building_heat_capacity_class | heavy
2026-07-31 12:42:32 UTC | hp04_09_CH_ZUESTA | hp04 | 09_CH | ZUESTA | building | Building | absolute_conditioned_floor_area_in_m2 | 206
2026-07-31 12:42:32 UTC | hp04_09_CH_ZUESTA | hp04 | 09_CH | ZUESTA | building | Building | heating_reference_temperature_in_celsius | -8
2026-07-31 12:42:32 UTC | hp04_09_CH_ZUESTA | hp04 | 09_CH | ZUESTA | building | Building | floor_u_value_in_watt_per_m2_per_kelvin | 0.21
2026-07-31 12:42:32 UTC | hp04_09_CH_ZUESTA | hp04 | 09_CH | ZUESTA | building | Building | floor_area_in_m2 | 93.9
2026-07-31 12:42:32 UTC | hp04_09_CH_ZUESTA | hp04 | 09_CH | ZUESTA | building | Building | facade_u_value_in_watt_per_m2_per_kelvin | 0.17
2026-07-31 12:42:32 UTC | hp04_09_CH_ZUESTA | hp04 | 09_CH | ZUESTA | building | Building | facade_area_in_m2 | 180.6
2026-07-31 12:42:32 UTC | hp04_09_CH_ZUESTA | hp04 | 09_CH | ZUESTA | building | Building | roof_u_value_in_watt_per_m2_per_kelvin | 0.17
2026-07-31 12:42:32 UTC | hp04_09_CH_ZUESTA | hp04 | 09_CH | ZUESTA | building | Building | roof_area_in_m2 | 100.3
2026-07-31 12:42:32 UTC | hp04_09_CH_ZUESTA | hp04 | 09_CH | ZUESTA | building | Building | window_u_value_in_watt_per_m2_per_kelvin | 1
2026-07-31 12:42:32 UTC | hp04_09_CH_ZUESTA | hp04 | 09_CH | ZUESTA | building | Building | window_area_in_m2 | 37.3
2026-07-31 12:42:32 UTC | hp04_09_CH_ZUESTA | hp04 | 09_CH | ZUESTA | building | Building | door_u_value_in_watt_per_m2_per_kelvin
2026-07-31 12:42:32 UTC | hp04_09_CH_ZUESTA | hp04 | 09_CH | ZUESTA | building | Building | door_area_in_m2
2026-07-31 12:42:32 UTC | hp04_09_CH_ZUESTA | hp04 | 09_CH | ZUESTA | building | Building | set_heating_temperature_in_celsius | 20.5
2026-07-31 12:42:32 UTC | hp04_09_CH_ZUESTA | hp04 | 09_CH | ZUESTA | building | Building | set_cooling_temperature_in_celsius | 25
2026-07-31 12:42:32 UTC | hp04_09_CH_ZUESTA | hp04 | 09_CH | ZUESTA | building | Building | natural_ventilation_m3_per_h_per_person | 29
2026-07-31 12:42:32 UTC | hp04_09_CH_ZUESTA | hp04 | 09_CH | ZUESTA | building | Building | sia_natural_ventilation_m3_per_h_per_m2 | 0.6
2026-07-31 12:42:32 UTC | hp04_09_CH_ZUESTA | hp04 | 09_CH | ZUESTA | building | Building | swiss_infiltration_rate_per_h | 0.15
2026-07-31 12:42:32 UTC | hp04_09_CH_ZUESTA | hp04 | 09_CH | ZUESTA | building | Building | heating_demand_mode | iso13790
2026-07-31 12:42:32 UTC | hp04_09_CH_ZUESTA | hp04 | 09_CH | ZUESTA | building | Building | operative_heating_proportional_band_in_celsius | 1
2026-07-31 12:42:32 UTC | hp04_09_CH_ZUESTA | hp04 | 09_CH | ZUESTA | building | Building | operative_heating_proportional_gain | 1
2026-07-31 12:42:32 UTC | hp04_09_CH_ZUESTA | hp04 | 09_CH | ZUESTA | building | Building | control_comfort_lower_bound_shift_in_celsius
2026-07-31 12:42:32 UTC | hp04_09_CH_ZUESTA | hp04 | 09_CH | ZUESTA | building | Building | comfort_aware_seasonal_heating_gate | true
2026-07-31 12:42:32 UTC | hp04_09_CH_ZUESTA | hp04 | 09_CH | ZUESTA | component | StrictComfortDemandController | building_name | BUI1
2026-07-31 12:42:32 UTC | hp04_09_CH_ZUESTA | hp04 | 09_CH | ZUESTA | component | StrictComfortDemandController | name | StrictComfortDemandController
2026-07-31 12:42:32 UTC | hp04_09_CH_ZUESTA | hp04 | 09_CH | ZUESTA | component | StrictComfortDemandController | temperature_air_heating_in_celsius | 20.5
2026-07-31 12:42:32 UTC | hp04_09_CH_ZUESTA | hp04 | 09_CH | ZUESTA | component | StrictComfortDemandController | temperature_air_cooling_in_celsius | 24
2026-07-31 12:42:32 UTC | hp04_09_CH_ZUESTA | hp04 | 09_CH | ZUESTA | component | StrictComfortDemandController | offset | 0.5
2026-07-31 12:42:32 UTC | hp04_09_CH_ZUESTA | hp04 | 09_CH | ZUESTA | component | StrictComfortDemandController | mode | 2
2026-07-31 12:42:32 UTC | hp04_09_CH_ZUESTA | hp04 | 09_CH | ZUESTA | component | StrictComfortDemandController | use_adaptive_comfort_band | true
2026-07-31 12:42:32 UTC | hp04_09_CH_ZUESTA | hp04 | 09_CH | ZUESTA | component | StrictComfortDemandController | control_strategy | strict_comfort_band_v1
2026-07-31 12:42:32 UTC | hp04_09_CH_ZUESTA | hp04 | 09_CH | ZUESTA | component | StrictComfortDemandController | comfort_band_inner_offset_in_celsius | 0.5
2026-07-31 12:42:32 UTC | hp04_09_CH_ZUESTA | hp04 | 09_CH | ZUESTA | component | StrictComfortDemandController | comfort_band_inner_offset_lower_in_celsius | 1
2026-07-31 12:42:32 UTC | hp04_09_CH_ZUESTA | hp04 | 09_CH | ZUESTA | component | StrictComfortDemandController | comfort_band_inner_offset_upper_in_celsius | 0.5
2026-07-31 12:42:32 UTC | hp04_09_CH_ZUESTA | hp04 | 09_CH | ZUESTA | component | StrictComfortDemandController | heating_disabled_above_running_mean_outdoor_temperature_in_celsius | 18
2026-07-31 12:42:32 UTC | hp04_09_CH_ZUESTA | hp04 | 09_CH | ZUESTA | component | StrictComfortDemandController | cooling_enabled_above_running_mean_outdoor_temperature_in_celsius | 22
2026-07-31 12:42:32 UTC | hp04_09_CH_ZUESTA | hp04 | 09_CH | ZUESTA | component | ComfortBandHeatingDemand | building_name | BUI1
2026-07-31 12:42:32 UTC | hp04_09_CH_ZUESTA | hp04 | 09_CH | ZUESTA | component | ComfortBandHeatingDemand | name | ComfortBandHeatingDemand
2026-07-31 12:42:32 UTC | hp04_09_CH_ZUESTA | hp04 | 09_CH | ZUESTA | component | ComfortBandHeatingDemand | max_heating_power_in_watt | 4948.09
2026-07-31 12:42:32 UTC | hp04_09_CH_ZUESTA | hp04 | 09_CH | ZUESTA | component | ComfortBandHeatingDemand | proportional_gain_in_watt_per_kelvin | 9896.18
2026-07-31 12:42:32 UTC | hp04_09_CH_ZUESTA | hp04 | 09_CH | ZUESTA | component | StrictComfortSetpointModifier | building_name | BUI1
2026-07-31 12:42:32 UTC | hp04_09_CH_ZUESTA | hp04 | 09_CH | ZUESTA | component | StrictComfortSetpointModifier | name | StrictComfortSetpointModifier
2026-07-31 12:42:32 UTC | hp04_09_CH_ZUESTA | hp04 | 09_CH | ZUESTA | component | StrictComfortSetpointModifier | base_heating_setpoint_in_celsius | 20.5
2026-07-31 12:42:32 UTC | hp04_09_CH_ZUESTA | hp04 | 09_CH | ZUESTA | component | StrictComfortSetpointModifier | recovery_gain | 5
2026-07-31 12:42:32 UTC | hp04_09_CH_ZUESTA | hp04 | 09_CH | ZUESTA | component | StrictComfortSetpointModifier | max_recovery_boost_in_celsius | 5
2026-07-31 12:42:32 UTC | hp04_09_CH_ZUESTA | hp04 | 09_CH | ZUESTA | component | StrictComfortSetpointModifier | clamp_min_modifier_in_celsius
2026-07-31 12:42:32 UTC | hp04_09_CH_ZUESTA | hp04 | 09_CH | ZUESTA | component | StrictComfortSetpointModifier | clamp_max_modifier_in_celsius | 15
2026-07-31 12:42:32 UTC | hp04_09_CH_ZUESTA | hp04 | 09_CH | ZUESTA | component | TotalThermalBuildingDemand | building_name | BUI1
2026-07-31 12:42:32 UTC | hp04_09_CH_ZUESTA | hp04 | 09_CH | ZUESTA | component | TotalThermalBuildingDemand | name | TotalThermalBuildingDemand
2026-07-31 12:42:32 UTC | hp04_09_CH_ZUESTA | hp04 | 09_CH | ZUESTA | component | TotalThermalBuildingDemand | loadtype | LoadTypes.ANY
2026-07-31 12:42:32 UTC | hp04_09_CH_ZUESTA | hp04 | 09_CH | ZUESTA | component | TotalThermalBuildingDemand | unit | Units.WATT
2026-07-31 12:42:32 UTC | hp04_09_CH_ZUESTA | hp04 | 09_CH | ZUESTA | component | HeatDistributionController | building_name | BUI1
2026-07-31 12:42:32 UTC | hp04_09_CH_ZUESTA | hp04 | 09_CH | ZUESTA | component | HeatDistributionController | name | HeatDistributionController
2026-07-31 12:42:32 UTC | hp04_09_CH_ZUESTA | hp04 | 09_CH | ZUESTA | component | HeatDistributionController | heating_system | HeatDistributionSystemType.FLOORHEATING
2026-07-31 12:42:32 UTC | hp04_09_CH_ZUESTA | hp04 | 09_CH | ZUESTA | component | HeatDistributionController | set_heating_threshold_outside_temperature_in_celsius | 16
2026-07-31 12:42:32 UTC | hp04_09_CH_ZUESTA | hp04 | 09_CH | ZUESTA | component | HeatDistributionController | heating_reference_temperature_in_celsius | -8
2026-07-31 12:42:32 UTC | hp04_09_CH_ZUESTA | hp04 | 09_CH | ZUESTA | component | HeatDistributionController | set_heating_temperature_for_building_in_celsius | 20.5
2026-07-31 12:42:32 UTC | hp04_09_CH_ZUESTA | hp04 | 09_CH | ZUESTA | component | HeatDistributionController | set_cooling_temperature_for_building_in_celsius | 25
2026-07-31 12:42:32 UTC | hp04_09_CH_ZUESTA | hp04 | 09_CH | ZUESTA | component | HeatDistributionController | heating_load_of_building_in_watt | 4948.09
2026-07-31 12:42:32 UTC | hp04_09_CH_ZUESTA | hp04 | 09_CH | ZUESTA | heat_distribution | HeatDistributionSystem | absolute_conditioned_floor_area_in_m2 | 206
2026-07-31 12:42:32 UTC | hp04_09_CH_ZUESTA | hp04 | 09_CH | ZUESTA | thermal_storage | SimpleHotWaterStorage | volume_heating_water_storage_in_liter | 247.4
2026-07-31 12:42:32 UTC | hp04_09_CH_ZUESTA | hp04 | 09_CH | ZUESTA | component | BufferRemainingCapacity60C | building_name | BUI1
2026-07-31 12:42:32 UTC | hp04_09_CH_ZUESTA | hp04 | 09_CH | ZUESTA | component | BufferRemainingCapacity60C | name | BufferRemainingCapacity60C
2026-07-31 12:42:32 UTC | hp04_09_CH_ZUESTA | hp04 | 09_CH | ZUESTA | component | BufferRemainingCapacity60C | volume_heating_water_storage_in_liter | 247.4
2026-07-31 12:42:32 UTC | hp04_09_CH_ZUESTA | hp04 | 09_CH | ZUESTA | component | BufferRemainingCapacity60C | max_temperature_in_celsius | 6
2026-07-31 12:42:32 UTC | hp04_09_CH_ZUESTA | hp04 | 09_CH | ZUESTA | component | BufferRemainingCapacity60C | water_density_kg_per_liter | 0.992
2026-07-31 12:42:32 UTC | hp04_09_CH_ZUESTA | hp04 | 09_CH | ZUESTA | component | BufferRemainingCapacity60C | water_specific_heat_capacity_j_per_kg_per_k | 4180
2026-07-31 12:42:32 UTC | hp04_09_CH_ZUESTA | hp04 | 09_CH | ZUESTA | component | HeatPumpControllerSH | building_name | BUI1
2026-07-31 12:42:32 UTC | hp04_09_CH_ZUESTA | hp04 | 09_CH | ZUESTA | component | HeatPumpControllerSH | name | HeatPumpControllerSH
2026-07-31 12:42:32 UTC | hp04_09_CH_ZUESTA | hp04 | 09_CH | ZUESTA | component | HeatPumpControllerSH | mode | 2
2026-07-31 12:42:32 UTC | hp04_09_CH_ZUESTA | hp04 | 09_CH | ZUESTA | component | HeatPumpControllerSH | set_heating_threshold_outside_temperature_in_celsius | 16
2026-07-31 12:42:32 UTC | hp04_09_CH_ZUESTA | hp04 | 09_CH | ZUESTA | component | HeatPumpControllerSH | set_cooling_threshold_outside_temperature_in_celsius | 22
2026-07-31 12:42:32 UTC | hp04_09_CH_ZUESTA | hp04 | 09_CH | ZUESTA | component | HeatPumpControllerSH | upper_temperature_offset_for_state_conditions_in_celsius | 1
2026-07-31 12:42:32 UTC | hp04_09_CH_ZUESTA | hp04 | 09_CH | ZUESTA | component | HeatPumpControllerSH | lower_temperature_offset_for_state_conditions_in_celsius | 1
2026-07-31 12:42:32 UTC | hp04_09_CH_ZUESTA | hp04 | 09_CH | ZUESTA | component | HeatPumpControllerSH | heat_distribution_system_type | HeatDistributionSystemType.FLOORHEATING
2026-07-31 12:42:32 UTC | hp04_09_CH_ZUESTA | hp04 | 09_CH | ZUESTA | component | HeatPumpControllerDHW | building_name | BUI1
2026-07-31 12:42:32 UTC | hp04_09_CH_ZUESTA | hp04 | 09_CH | ZUESTA | component | HeatPumpControllerDHW | name | HeatPumpControllerDHW
2026-07-31 12:42:32 UTC | hp04_09_CH_ZUESTA | hp04 | 09_CH | ZUESTA | component | HeatPumpControllerDHW | t_min_dhw_storage_in_celsius | 4
2026-07-31 12:42:32 UTC | hp04_09_CH_ZUESTA | hp04 | 09_CH | ZUESTA | component | HeatPumpControllerDHW | t_max_dhw_storage_in_celsius | 6
2026-07-31 12:42:32 UTC | hp04_09_CH_ZUESTA | hp04 | 09_CH | ZUESTA | component | HeatPumpControllerDHW | thermalpower_dhw_is_constant | false
2026-07-31 12:42:32 UTC | hp04_09_CH_ZUESTA | hp04 | 09_CH | ZUESTA | component | HeatPumpControllerDHW | p_th_max_dhw_in_watt | 5000
2026-07-31 12:42:32 UTC | hp04_09_CH_ZUESTA | hp04 | 09_CH | ZUESTA | heat_generator | HeatPumpHPLib | set_thermal_output_power_in_watt | 3100
2026-07-31 12:42:32 UTC | hp04_09_CH_ZUESTA | hp04 | 09_CH | ZUESTA | heat_generator | HeatPumpHPLib | flow_temperature_in_celsius | 35
2026-07-31 12:42:32 UTC | hp04_09_CH_ZUESTA | hp04 | 09_CH | ZUESTA | heat_generator | HeatPumpHPLib | heating_reference_temperature_in_celsius | -7
2026-07-31 12:42:32 UTC | hp04_09_CH_ZUESTA | hp04 | 09_CH | ZUESTA | heat_generator | HeatPumpHPLib | with_domestic_hot_water_preparation | true
2026-07-31 12:42:32 UTC | hp04_09_CH_ZUESTA | hp04 | 09_CH | ZUESTA | heat_generator | HeatPumpHPLib | minimum_running_time_in_seconds | 14400
2026-07-31 12:42:32 UTC | hp04_09_CH_ZUESTA | hp04 | 09_CH | ZUESTA | heat_generator | HeatPumpHPLib | minimum_idle_time_in_seconds | 900
2026-07-31 12:42:32 UTC | hp04_09_CH_ZUESTA | hp04 | 09_CH | ZUESTA | heat_generator | HeatPumpHPLib | group_id | 1
2026-07-31 12:42:32 UTC | hp04_09_CH_ZUESTA | hp04 | 09_CH | ZUESTA | component | HeatGeneratorTotalThermalPower | building_name | BUI1
2026-07-31 12:42:32 UTC | hp04_09_CH_ZUESTA | hp04 | 09_CH | ZUESTA | component | HeatGeneratorTotalThermalPower | name | HeatGeneratorTotalThermalPower
2026-07-31 12:42:32 UTC | hp04_09_CH_ZUESTA | hp04 | 09_CH | ZUESTA | component | HeatGeneratorTotalThermalPower | loadtype | LoadTypes.ANY
2026-07-31 12:42:32 UTC | hp04_09_CH_ZUESTA | hp04 | 09_CH | ZUESTA | component | HeatGeneratorTotalThermalPower | unit | Units.WATT
2026-07-31 12:42:32 UTC | hp04_09_CH_ZUESTA | hp04 | 09_CH | ZUESTA | component | HeatGeneratorPlantDhwThermalPower | building_name | BUI1
2026-07-31 12:42:32 UTC | hp04_09_CH_ZUESTA | hp04 | 09_CH | ZUESTA | component | HeatGeneratorPlantDhwThermalPower | name | HeatGeneratorPlantDhwThermalPower
2026-07-31 12:42:32 UTC | hp04_09_CH_ZUESTA | hp04 | 09_CH | ZUESTA | component | HeatGeneratorPlantDhwThermalPower | loadtype | LoadTypes.ANY
2026-07-31 12:42:32 UTC | hp04_09_CH_ZUESTA | hp04 | 09_CH | ZUESTA | component | HeatGeneratorPlantDhwThermalPower | unit | Units.WATT
2026-07-31 12:42:32 UTC | hp04_09_CH_ZUESTA | hp04 | 09_CH | ZUESTA | component | SolarDhwThermalPower | building_name | BUI1
2026-07-31 12:42:32 UTC | hp04_09_CH_ZUESTA | hp04 | 09_CH | ZUESTA | component | SolarDhwThermalPower | name | SolarDhwThermalPower
2026-07-31 12:42:32 UTC | hp04_09_CH_ZUESTA | hp04 | 09_CH | ZUESTA | component | SolarDhwThermalPower | value_watt
2026-07-31 12:42:32 UTC | hp04_09_CH_ZUESTA | hp04 | 09_CH | ZUESTA | component | SolarDhwThermalPower | loadtype | LoadTypes.ANY
2026-07-31 12:42:32 UTC | hp04_09_CH_ZUESTA | hp04 | 09_CH | ZUESTA | component | SolarDhwThermalPower | unit | Units.WATT
2026-07-31 12:42:32 UTC | hp04_09_CH_ZUESTA | hp04 | 09_CH | ZUESTA | component | FlexibilityPotential | building_name | BUI1
2026-07-31 12:42:32 UTC | hp04_09_CH_ZUESTA | hp04 | 09_CH | ZUESTA | component | FlexibilityPotential | name | FlexibilityPotential
2026-07-31 12:42:32 UTC | hp04_09_CH_ZUESTA | hp04 | 09_CH | ZUESTA | component | FlexibilityPotential | fallback_heating_cop | 1
2026-07-31 12:42:32 UTC | hp04_09_CH_ZUESTA | hp04 | 09_CH | ZUESTA | component | FlexibilityPotential | fallback_cooling_eer
2026-07-31 12:42:32 UTC | hp04_09_CH_ZUESTA | hp04 | 09_CH | ZUESTA | component | BatteryStoredEnergyWh | building_name | BUI1
2026-07-31 12:42:32 UTC | hp04_09_CH_ZUESTA | hp04 | 09_CH | ZUESTA | component | BatteryStoredEnergyWh | name | BatteryStoredEnergyWh
2026-07-31 12:42:32 UTC | hp04_09_CH_ZUESTA | hp04 | 09_CH | ZUESTA | component | BatteryStoredEnergyWh | capacity_in_kwh | 13.23
2026-07-31 12:42:32 UTC | hp04_09_CH_ZUESTA | hp04 | 09_CH | ZUESTA | component | EvStoredEnergyWhSum | building_name | BUI1
2026-07-31 12:42:32 UTC | hp04_09_CH_ZUESTA | hp04 | 09_CH | ZUESTA | component | EvStoredEnergyWhSum | name | EvStoredEnergyWhSum
2026-07-31 12:42:32 UTC | hp04_09_CH_ZUESTA | hp04 | 09_CH | ZUESTA | component | EvStoredEnergyWhSum | loadtype | LoadTypes.ELECTRICITY
2026-07-31 12:42:32 UTC | hp04_09_CH_ZUESTA | hp04 | 09_CH | ZUESTA | component | EvStoredEnergyWhSum | unit | Units.WATT_HOUR
2026-07-31 12:42:32 UTC | hp04_09_CH_ZUESTA | hp04 | 09_CH | ZUESTA | component | Car_2_22kW_Charging_Power_avg_Speed_30_kmh_1 | building_name | BUI1
2026-07-31 12:42:32 UTC | hp04_09_CH_ZUESTA | hp04 | 09_CH | ZUESTA | component | Car_2_22kW_Charging_Power_avg_Speed_30_kmh_1 | name | Car_2_22kW_Charging_Power_avg_Speed_30_kmh_1
2026-07-31 12:42:32 UTC | hp04_09_CH_ZUESTA | hp04 | 09_CH | ZUESTA | component | Car_2_22kW_Charging_Power_avg_Speed_30_kmh_1 | source_weight | 1
2026-07-31 12:42:32 UTC | hp04_09_CH_ZUESTA | hp04 | 09_CH | ZUESTA | component | Car_2_22kW_Charging_Power_avg_Speed_30_kmh_1 | fuel | LoadTypes.ELECTRICITY
2026-07-31 12:42:32 UTC | hp04_09_CH_ZUESTA | hp04 | 09_CH | ZUESTA | component | Car_2_22kW_Charging_Power_avg_Speed_30_kmh_1 | consumption_per_km | 0.15
2026-07-31 12:42:32 UTC | hp04_09_CH_ZUESTA | hp04 | 09_CH | ZUESTA | component | Car_2_22kW_Charging_Power_avg_Speed_30_kmh_1 | device_co2_footprint_in_kg | 8899.4
2026-07-31 12:42:32 UTC | hp04_09_CH_ZUESTA | hp04 | 09_CH | ZUESTA | component | Car_2_22kW_Charging_Power_avg_Speed_30_kmh_1 | investment_costs_in_euro | 44498
2026-07-31 12:42:32 UTC | hp04_09_CH_ZUESTA | hp04 | 09_CH | ZUESTA | component | Car_2_22kW_Charging_Power_avg_Speed_30_kmh_1 | lifetime_in_years | 18
2026-07-31 12:42:32 UTC | hp04_09_CH_ZUESTA | hp04 | 09_CH | ZUESTA | component | Car_2_22kW_Charging_Power_avg_Speed_30_kmh_1 | maintenance_costs_in_euro_per_year | 89
2026-07-31 12:42:32 UTC | hp04_09_CH_ZUESTA | hp04 | 09_CH | ZUESTA | component | CarBattery_1 | building_name | BUI1
2026-07-31 12:42:32 UTC | hp04_09_CH_ZUESTA | hp04 | 09_CH | ZUESTA | component | CarBattery_1 | name | CarBattery_1
2026-07-31 12:42:32 UTC | hp04_09_CH_ZUESTA | hp04 | 09_CH | ZUESTA | component | CarBattery_1 | source_weight | 4
2026-07-31 12:42:32 UTC | hp04_09_CH_ZUESTA | hp04 | 09_CH | ZUESTA | component | CarBattery_1 | system_id | SG1
2026-07-31 12:42:32 UTC | hp04_09_CH_ZUESTA | hp04 | 09_CH | ZUESTA | component | CarBattery_1 | p_inv_custom | 10000
2026-07-31 12:42:32 UTC | hp04_09_CH_ZUESTA | hp04 | 09_CH | ZUESTA | component | CarBattery_1 | e_bat_custom | 30
2026-07-31 12:42:32 UTC | hp04_09_CH_ZUESTA | hp04 | 09_CH | ZUESTA | component | CarBattery_1 | charge | 0
2026-07-31 12:42:32 UTC | hp04_09_CH_ZUESTA | hp04 | 09_CH | ZUESTA | component | CarBattery_1 | discharge | 0
2026-07-31 12:42:32 UTC | hp04_09_CH_ZUESTA | hp04 | 09_CH | ZUESTA | component | L1EVChargeControl_1 | building_name | BUI1
2026-07-31 12:42:32 UTC | hp04_09_CH_ZUESTA | hp04 | 09_CH | ZUESTA | component | L1EVChargeControl_1 | name | L1EVChargeControl_1
2026-07-31 12:42:32 UTC | hp04_09_CH_ZUESTA | hp04 | 09_CH | ZUESTA | component | L1EVChargeControl_1 | source_weight | 4
2026-07-31 12:42:32 UTC | hp04_09_CH_ZUESTA | hp04 | 09_CH | ZUESTA | component | L1EVChargeControl_1 | battery_set | 0.8
2026-07-31 12:42:32 UTC | hp04_09_CH_ZUESTA | hp04 | 09_CH | ZUESTA | component | L1EVChargeControl_1 | lower_threshold_charging_power | 37
2026-07-31 12:42:32 UTC | hp04_09_CH_ZUESTA | hp04 | 09_CH | ZUESTA | component | L1EVChargeControl_1 | device_co2_footprint_in_kg | 100
2026-07-31 12:42:32 UTC | hp04_09_CH_ZUESTA | hp04 | 09_CH | ZUESTA | component | L1EVChargeControl_1 | investment_costs_in_euro | 1000
2026-07-31 12:42:32 UTC | hp04_09_CH_ZUESTA | hp04 | 09_CH | ZUESTA | component | L1EVChargeControl_1 | lifetime_in_years | 10
2026-07-31 12:42:32 UTC | hp04_09_CH_ZUESTA | hp04 | 09_CH | ZUESTA | component | L1EVChargeControl_1 | maintenance_costs_in_euro_per_year | 5
2026-07-31 12:42:32 UTC | hp05_01_CH_ZUESTA | hp05 | 01_CH | ZUESTA | simulation | SimulationParameters | year | 2050
2026-07-31 12:42:32 UTC | hp05_01_CH_ZUESTA | hp05 | 01_CH | ZUESTA | simulation | SimulationParameters | seconds_per_timestep | 9 | s
2026-07-31 12:42:32 UTC | hp05_01_CH_ZUESTA | hp05 | 01_CH | ZUESTA | simulation | SimulationParameters | country | CH
2026-07-31 12:42:32 UTC | hp05_01_CH_ZUESTA | hp05 | 01_CH | ZUESTA | cli | cli_overrides | ARCH | 01_CH
2026-07-31 12:42:32 UTC | hp05_01_CH_ZUESTA | hp05 | 01_CH | ZUESTA | cli | cli_overrides | WEATHER | ZUESTA
2026-07-31 12:42:32 UTC | hp05_01_CH_ZUESTA | hp05 | 01_CH | ZUESTA | cli | cli_overrides | TIME_HORIZON | future
2026-07-31 12:42:32 UTC | hp05_01_CH_ZUESTA | hp05 | 01_CH | ZUESTA | cli | cli_overrides | SCENARIO | none
2026-07-31 12:42:32 UTC | hp05_01_CH_ZUESTA | hp05 | 01_CH | ZUESTA | cli | cli_overrides | OCC | SIA2024
2026-07-31 12:42:32 UTC | hp05_01_CH_ZUESTA | hp05 | 01_CH | ZUESTA | cli | cli_overrides | HEATGEN_SIZING | IDEAL_LOOKUP
2026-07-31 12:42:32 UTC | hp05_01_CH_ZUESTA | hp05 | 01_CH | ZUESTA | cli | cli_overrides | HP_MODEL | Viessmann Werke GmbH & Co KG / Vitocal 300-A AWO-AC 301.B07
2026-07-31 12:42:32 UTC | hp05_01_CH_ZUESTA | hp05 | 01_CH | ZUESTA | cli | cli_overrides | HP_NOMINAL_POWER_W | 7420
2026-07-31 12:42:32 UTC | hp05_01_CH_ZUESTA | hp05 | 01_CH | ZUESTA | cli | cli_overrides | HP_SHARE_OF_IDEAL | 0.8
2026-07-31 12:42:32 UTC | hp05_01_CH_ZUESTA | hp05 | 01_CH | ZUESTA | component | EvStoredEnergyWh_1 | building_name | BUI1
2026-07-31 12:42:32 UTC | hp05_01_CH_ZUESTA | hp05 | 01_CH | ZUESTA | component | EvStoredEnergyWh_1 | name | EvStoredEnergyWh_1
2026-07-31 12:42:32 UTC | hp05_01_CH_ZUESTA | hp05 | 01_CH | ZUESTA | component | EvStoredEnergyWh_1 | capacity_in_kwh | 3
2026-07-31 12:42:32 UTC | hp05_01_CH_ZUESTA | hp05 | 01_CH | ZUESTA | internal_loads | SIA2024Occupancy | conditioned_floor_area_in_m2 | 223
2026-07-31 12:42:32 UTC | hp05_01_CH_ZUESTA | hp05 | 01_CH | ZUESTA | internal_loads | SIA2024Occupancy | appliances_load_w_per_m2 | 1
2026-07-31 12:42:32 UTC | hp05_01_CH_ZUESTA | hp05 | 01_CH | ZUESTA | internal_loads | SIA2024Occupancy | lighting_load_w_per_m2 | 3
2026-07-31 12:42:32 UTC | hp05_01_CH_ZUESTA | hp05 | 01_CH | ZUESTA | internal_loads | SIA2024Occupancy | lighting_annual_full_load_hours | 846
2026-07-31 12:42:32 UTC | hp05_01_CH_ZUESTA | hp05 | 01_CH | ZUESTA | internal_loads | SIA2024Occupancy | appliances_yearly_utilization_per_month | 0.7995
2026-07-31 12:42:32 UTC | hp05_01_CH_ZUESTA | hp05 | 01_CH | ZUESTA | weather | Weather | source_path | C:\Users\het\HiSim\hisim\inputs\weather\custom_csv\Zurich\NABZUE_2060_RCP85_DRY.csv
2026-07-31 12:42:32 UTC | hp05_01_CH_ZUESTA | hp05 | 01_CH | ZUESTA | weather | Weather | location | Zurich
2026-07-31 12:42:32 UTC | hp05_01_CH_ZUESTA | hp05 | 01_CH | ZUESTA | weather | Weather | name | Weather
2026-07-31 12:42:32 UTC | hp05_01_CH_ZUESTA | hp05 | 01_CH | ZUESTA | pv | PVSystem | power_in_watt | 14333.9
2026-07-31 12:42:32 UTC | hp05_01_CH_ZUESTA | hp05 | 01_CH | ZUESTA | pv | PVSystem | tilt | 30
2026-07-31 12:42:32 UTC | hp05_01_CH_ZUESTA | hp05 | 01_CH | ZUESTA | pv | PVSystem | azimuth | 180
2026-07-31 12:42:32 UTC | hp05_01_CH_ZUESTA | hp05 | 01_CH | ZUESTA | pv | PVSystem | location | ZUESTA
2026-07-31 12:42:32 UTC | hp05_01_CH_ZUESTA | hp05 | 01_CH | ZUESTA | component | ElectricityMeter | building_name | BUI1
2026-07-31 12:42:32 UTC | hp05_01_CH_ZUESTA | hp05 | 01_CH | ZUESTA | component | ElectricityMeter | name | ElectricityMeter
2026-07-31 12:42:32 UTC | hp05_01_CH_ZUESTA | hp05 | 01_CH | ZUESTA | component | L2EMSElectricityController | building_name | BUI1
2026-07-31 12:42:32 UTC | hp05_01_CH_ZUESTA | hp05 | 01_CH | ZUESTA | component | L2EMSElectricityController | name | L2EMSElectricityController
2026-07-31 12:42:32 UTC | hp05_01_CH_ZUESTA | hp05 | 01_CH | ZUESTA | component | L2EMSElectricityController | strategy | optimize_own_consumption
2026-07-31 12:42:32 UTC | hp05_01_CH_ZUESTA | hp05 | 01_CH | ZUESTA | component | L2EMSElectricityController | limit_to_shave | 0
2026-07-31 12:42:32 UTC | hp05_01_CH_ZUESTA | hp05 | 01_CH | ZUESTA | component | L2EMSElectricityController | building_indoor_temperature_offset_value | 2
2026-07-31 12:42:32 UTC | hp05_01_CH_ZUESTA | hp05 | 01_CH | ZUESTA | component | L2EMSElectricityController | domestic_hot_water_storage_temperature_offset_value | 10
2026-07-31 12:42:32 UTC | hp05_01_CH_ZUESTA | hp05 | 01_CH | ZUESTA | component | L2EMSElectricityController | space_heating_water_storage_temperature_offset_value | 10
2026-07-31 12:42:32 UTC | hp05_01_CH_ZUESTA | hp05 | 01_CH | ZUESTA | building | Building | building_name | 0_1918
2026-07-31 12:42:32 UTC | hp05_01_CH_ZUESTA | hp05 | 01_CH | ZUESTA | building | Building | building_code | AT.N.SFH.01.Gen.ReEx.001.002
2026-07-31 12:42:32 UTC | hp05_01_CH_ZUESTA | hp05 | 01_CH | ZUESTA | building | Building | building_heat_capacity_class | heavy
2026-07-31 12:42:32 UTC | hp05_01_CH_ZUESTA | hp05 | 01_CH | ZUESTA | building | Building | absolute_conditioned_floor_area_in_m2 | 223
2026-07-31 12:42:32 UTC | hp05_01_CH_ZUESTA | hp05 | 01_CH | ZUESTA | building | Building | heating_reference_temperature_in_celsius | -8
2026-07-31 12:42:32 UTC | hp05_01_CH_ZUESTA | hp05 | 01_CH | ZUESTA | building | Building | floor_u_value_in_watt_per_m2_per_kelvin | 0.9
2026-07-31 12:42:32 UTC | hp05_01_CH_ZUESTA | hp05 | 01_CH | ZUESTA | building | Building | floor_area_in_m2 | 95.9
2026-07-31 12:42:32 UTC | hp05_01_CH_ZUESTA | hp05 | 01_CH | ZUESTA | building | Building | facade_u_value_in_watt_per_m2_per_kelvin | 0.81
2026-07-31 12:42:32 UTC | hp05_01_CH_ZUESTA | hp05 | 01_CH | ZUESTA | building | Building | facade_area_in_m2 | 173.6
2026-07-31 12:42:32 UTC | hp05_01_CH_ZUESTA | hp05 | 01_CH | ZUESTA | building | Building | roof_u_value_in_watt_per_m2_per_kelvin | 0.46
2026-07-31 12:42:32 UTC | hp05_01_CH_ZUESTA | hp05 | 01_CH | ZUESTA | building | Building | roof_area_in_m2 | 108.7
2026-07-31 12:42:32 UTC | hp05_01_CH_ZUESTA | hp05 | 01_CH | ZUESTA | building | Building | window_u_value_in_watt_per_m2_per_kelvin | 2
2026-07-31 12:42:32 UTC | hp05_01_CH_ZUESTA | hp05 | 01_CH | ZUESTA | building | Building | window_area_in_m2 | 33.1
2026-07-31 12:42:32 UTC | hp05_01_CH_ZUESTA | hp05 | 01_CH | ZUESTA | building | Building | door_u_value_in_watt_per_m2_per_kelvin
2026-07-31 12:42:32 UTC | hp05_01_CH_ZUESTA | hp05 | 01_CH | ZUESTA | building | Building | door_area_in_m2
2026-07-31 12:42:32 UTC | hp05_01_CH_ZUESTA | hp05 | 01_CH | ZUESTA | building | Building | set_heating_temperature_in_celsius | 20.5
2026-07-31 12:42:32 UTC | hp05_01_CH_ZUESTA | hp05 | 01_CH | ZUESTA | building | Building | set_cooling_temperature_in_celsius | 25
2026-07-31 12:42:32 UTC | hp05_01_CH_ZUESTA | hp05 | 01_CH | ZUESTA | building | Building | natural_ventilation_m3_per_h_per_person | 29
2026-07-31 12:42:32 UTC | hp05_01_CH_ZUESTA | hp05 | 01_CH | ZUESTA | building | Building | sia_natural_ventilation_m3_per_h_per_m2 | 0.6
2026-07-31 12:42:32 UTC | hp05_01_CH_ZUESTA | hp05 | 01_CH | ZUESTA | building | Building | swiss_infiltration_rate_per_h | 0.3
2026-07-31 12:42:32 UTC | hp05_01_CH_ZUESTA | hp05 | 01_CH | ZUESTA | building | Building | heating_demand_mode | iso13790
2026-07-31 12:42:32 UTC | hp05_01_CH_ZUESTA | hp05 | 01_CH | ZUESTA | building | Building | operative_heating_proportional_band_in_celsius | 1
2026-07-31 12:42:32 UTC | hp05_01_CH_ZUESTA | hp05 | 01_CH | ZUESTA | building | Building | operative_heating_proportional_gain | 1
2026-07-31 12:42:32 UTC | hp05_01_CH_ZUESTA | hp05 | 01_CH | ZUESTA | building | Building | control_comfort_lower_bound_shift_in_celsius
2026-07-31 12:42:32 UTC | hp05_01_CH_ZUESTA | hp05 | 01_CH | ZUESTA | building | Building | comfort_aware_seasonal_heating_gate | true
2026-07-31 12:42:32 UTC | hp05_01_CH_ZUESTA | hp05 | 01_CH | ZUESTA | component | StrictComfortDemandController | building_name | BUI1
2026-07-31 12:42:32 UTC | hp05_01_CH_ZUESTA | hp05 | 01_CH | ZUESTA | component | StrictComfortDemandController | name | StrictComfortDemandController
2026-07-31 12:42:32 UTC | hp05_01_CH_ZUESTA | hp05 | 01_CH | ZUESTA | component | StrictComfortDemandController | temperature_air_heating_in_celsius | 20.5
2026-07-31 12:42:32 UTC | hp05_01_CH_ZUESTA | hp05 | 01_CH | ZUESTA | component | StrictComfortDemandController | temperature_air_cooling_in_celsius | 24
2026-07-31 12:42:32 UTC | hp05_01_CH_ZUESTA | hp05 | 01_CH | ZUESTA | component | StrictComfortDemandController | offset | 0.5
2026-07-31 12:42:32 UTC | hp05_01_CH_ZUESTA | hp05 | 01_CH | ZUESTA | component | StrictComfortDemandController | mode | 2
2026-07-31 12:42:32 UTC | hp05_01_CH_ZUESTA | hp05 | 01_CH | ZUESTA | component | StrictComfortDemandController | use_adaptive_comfort_band | true
2026-07-31 12:42:32 UTC | hp05_01_CH_ZUESTA | hp05 | 01_CH | ZUESTA | component | StrictComfortDemandController | control_strategy | strict_comfort_band_v1
2026-07-31 12:42:32 UTC | hp05_01_CH_ZUESTA | hp05 | 01_CH | ZUESTA | component | StrictComfortDemandController | comfort_band_inner_offset_in_celsius | 0.5
2026-07-31 12:42:32 UTC | hp05_01_CH_ZUESTA | hp05 | 01_CH | ZUESTA | component | StrictComfortDemandController | comfort_band_inner_offset_lower_in_celsius | 1
2026-07-31 12:42:32 UTC | hp05_01_CH_ZUESTA | hp05 | 01_CH | ZUESTA | component | StrictComfortDemandController | comfort_band_inner_offset_upper_in_celsius | 0.5
2026-07-31 12:42:32 UTC | hp05_01_CH_ZUESTA | hp05 | 01_CH | ZUESTA | component | StrictComfortDemandController | heating_disabled_above_running_mean_outdoor_temperature_in_celsius | 18
2026-07-31 12:42:32 UTC | hp05_01_CH_ZUESTA | hp05 | 01_CH | ZUESTA | component | StrictComfortDemandController | cooling_enabled_above_running_mean_outdoor_temperature_in_celsius | 22
2026-07-31 12:42:32 UTC | hp05_01_CH_ZUESTA | hp05 | 01_CH | ZUESTA | component | ComfortBandHeatingDemand | building_name | BUI1
2026-07-31 12:42:32 UTC | hp05_01_CH_ZUESTA | hp05 | 01_CH | ZUESTA | component | ComfortBandHeatingDemand | name | ComfortBandHeatingDemand
2026-07-31 12:42:32 UTC | hp05_01_CH_ZUESTA | hp05 | 01_CH | ZUESTA | component | ComfortBandHeatingDemand | max_heating_power_in_watt | 12075
2026-07-31 12:42:32 UTC | hp05_01_CH_ZUESTA | hp05 | 01_CH | ZUESTA | component | ComfortBandHeatingDemand | proportional_gain_in_watt_per_kelvin | 24150
2026-07-31 12:42:32 UTC | hp05_01_CH_ZUESTA | hp05 | 01_CH | ZUESTA | component | StrictComfortSetpointModifier | building_name | BUI1
2026-07-31 12:42:32 UTC | hp05_01_CH_ZUESTA | hp05 | 01_CH | ZUESTA | component | StrictComfortSetpointModifier | name | StrictComfortSetpointModifier
2026-07-31 12:42:32 UTC | hp05_01_CH_ZUESTA | hp05 | 01_CH | ZUESTA | component | StrictComfortSetpointModifier | base_heating_setpoint_in_celsius | 20.5
2026-07-31 12:42:32 UTC | hp05_01_CH_ZUESTA | hp05 | 01_CH | ZUESTA | component | StrictComfortSetpointModifier | recovery_gain | 5
2026-07-31 12:42:32 UTC | hp05_01_CH_ZUESTA | hp05 | 01_CH | ZUESTA | component | StrictComfortSetpointModifier | max_recovery_boost_in_celsius | 5
2026-07-31 12:42:32 UTC | hp05_01_CH_ZUESTA | hp05 | 01_CH | ZUESTA | component | StrictComfortSetpointModifier | clamp_min_modifier_in_celsius
2026-07-31 12:42:32 UTC | hp05_01_CH_ZUESTA | hp05 | 01_CH | ZUESTA | component | StrictComfortSetpointModifier | clamp_max_modifier_in_celsius | 15
2026-07-31 12:42:32 UTC | hp05_01_CH_ZUESTA | hp05 | 01_CH | ZUESTA | component | TotalThermalBuildingDemand | building_name | BUI1
2026-07-31 12:42:32 UTC | hp05_01_CH_ZUESTA | hp05 | 01_CH | ZUESTA | component | TotalThermalBuildingDemand | name | TotalThermalBuildingDemand
2026-07-31 12:42:32 UTC | hp05_01_CH_ZUESTA | hp05 | 01_CH | ZUESTA | component | TotalThermalBuildingDemand | loadtype | LoadTypes.ANY
2026-07-31 12:42:32 UTC | hp05_01_CH_ZUESTA | hp05 | 01_CH | ZUESTA | component | TotalThermalBuildingDemand | unit | Units.WATT
2026-07-31 12:42:32 UTC | hp05_01_CH_ZUESTA | hp05 | 01_CH | ZUESTA | component | HeatDistributionController | building_name | BUI1
2026-07-31 12:42:32 UTC | hp05_01_CH_ZUESTA | hp05 | 01_CH | ZUESTA | component | HeatDistributionController | name | HeatDistributionController
2026-07-31 12:42:32 UTC | hp05_01_CH_ZUESTA | hp05 | 01_CH | ZUESTA | component | HeatDistributionController | heating_system | HeatDistributionSystemType.FLOORHEATING
2026-07-31 12:42:32 UTC | hp05_01_CH_ZUESTA | hp05 | 01_CH | ZUESTA | component | HeatDistributionController | set_heating_threshold_outside_temperature_in_celsius | 16
2026-07-31 12:42:32 UTC | hp05_01_CH_ZUESTA | hp05 | 01_CH | ZUESTA | component | HeatDistributionController | heating_reference_temperature_in_celsius | -8
2026-07-31 12:42:32 UTC | hp05_01_CH_ZUESTA | hp05 | 01_CH | ZUESTA | component | HeatDistributionController | set_heating_temperature_for_building_in_celsius | 20.5
2026-07-31 12:42:32 UTC | hp05_01_CH_ZUESTA | hp05 | 01_CH | ZUESTA | component | HeatDistributionController | set_cooling_temperature_for_building_in_celsius | 25
2026-07-31 12:42:32 UTC | hp05_01_CH_ZUESTA | hp05 | 01_CH | ZUESTA | component | HeatDistributionController | heating_load_of_building_in_watt | 12075
2026-07-31 12:42:32 UTC | hp05_01_CH_ZUESTA | hp05 | 01_CH | ZUESTA | heat_distribution | HeatDistributionSystem | absolute_conditioned_floor_area_in_m2 | 223
2026-07-31 12:42:32 UTC | hp05_01_CH_ZUESTA | hp05 | 01_CH | ZUESTA | thermal_storage | SimpleHotWaterStorage | volume_heating_water_storage_in_liter | 603.8
2026-07-31 12:42:32 UTC | hp05_01_CH_ZUESTA | hp05 | 01_CH | ZUESTA | component | BufferRemainingCapacity60C | building_name | BUI1
2026-07-31 12:42:32 UTC | hp05_01_CH_ZUESTA | hp05 | 01_CH | ZUESTA | component | BufferRemainingCapacity60C | name | BufferRemainingCapacity60C
2026-07-31 12:42:32 UTC | hp05_01_CH_ZUESTA | hp05 | 01_CH | ZUESTA | component | BufferRemainingCapacity60C | volume_heating_water_storage_in_liter | 603.8
2026-07-31 12:42:32 UTC | hp05_01_CH_ZUESTA | hp05 | 01_CH | ZUESTA | component | BufferRemainingCapacity60C | max_temperature_in_celsius | 6
2026-07-31 12:42:32 UTC | hp05_01_CH_ZUESTA | hp05 | 01_CH | ZUESTA | component | BufferRemainingCapacity60C | water_density_kg_per_liter | 0.992
2026-07-31 12:42:32 UTC | hp05_01_CH_ZUESTA | hp05 | 01_CH | ZUESTA | component | BufferRemainingCapacity60C | water_specific_heat_capacity_j_per_kg_per_k | 4180
2026-07-31 12:42:32 UTC | hp05_01_CH_ZUESTA | hp05 | 01_CH | ZUESTA | component | HeatPumpControllerSH | building_name | BUI1
2026-07-31 12:42:32 UTC | hp05_01_CH_ZUESTA | hp05 | 01_CH | ZUESTA | component | HeatPumpControllerSH | name | HeatPumpControllerSH
2026-07-31 12:42:32 UTC | hp05_01_CH_ZUESTA | hp05 | 01_CH | ZUESTA | component | HeatPumpControllerSH | mode | 2
2026-07-31 12:42:32 UTC | hp05_01_CH_ZUESTA | hp05 | 01_CH | ZUESTA | component | HeatPumpControllerSH | set_heating_threshold_outside_temperature_in_celsius | 16
2026-07-31 12:42:32 UTC | hp05_01_CH_ZUESTA | hp05 | 01_CH | ZUESTA | component | HeatPumpControllerSH | set_cooling_threshold_outside_temperature_in_celsius | 22
2026-07-31 12:42:32 UTC | hp05_01_CH_ZUESTA | hp05 | 01_CH | ZUESTA | component | HeatPumpControllerSH | upper_temperature_offset_for_state_conditions_in_celsius | 1
2026-07-31 12:42:32 UTC | hp05_01_CH_ZUESTA | hp05 | 01_CH | ZUESTA | component | HeatPumpControllerSH | lower_temperature_offset_for_state_conditions_in_celsius | 1
2026-07-31 12:42:32 UTC | hp05_01_CH_ZUESTA | hp05 | 01_CH | ZUESTA | component | HeatPumpControllerSH | heat_distribution_system_type | HeatDistributionSystemType.FLOORHEATING
2026-07-31 12:42:32 UTC | hp05_01_CH_ZUESTA | hp05 | 01_CH | ZUESTA | component | HeatPumpControllerDHW | building_name | BUI1
2026-07-31 12:42:32 UTC | hp05_01_CH_ZUESTA | hp05 | 01_CH | ZUESTA | component | HeatPumpControllerDHW | name | HeatPumpControllerDHW
2026-07-31 12:42:32 UTC | hp05_01_CH_ZUESTA | hp05 | 01_CH | ZUESTA | component | HeatPumpControllerDHW | t_min_dhw_storage_in_celsius | 4
2026-07-31 12:42:32 UTC | hp05_01_CH_ZUESTA | hp05 | 01_CH | ZUESTA | component | HeatPumpControllerDHW | t_max_dhw_storage_in_celsius | 6
2026-07-31 12:42:32 UTC | hp05_01_CH_ZUESTA | hp05 | 01_CH | ZUESTA | component | HeatPumpControllerDHW | thermalpower_dhw_is_constant | false
2026-07-31 12:42:32 UTC | hp05_01_CH_ZUESTA | hp05 | 01_CH | ZUESTA | component | HeatPumpControllerDHW | p_th_max_dhw_in_watt | 5000
2026-07-31 12:42:32 UTC | hp05_01_CH_ZUESTA | hp05 | 01_CH | ZUESTA | heat_generator | HeatPumpHPLib | set_thermal_output_power_in_watt | 7420
2026-07-31 12:42:32 UTC | hp05_01_CH_ZUESTA | hp05 | 01_CH | ZUESTA | heat_generator | HeatPumpHPLib | flow_temperature_in_celsius | 35
2026-07-31 12:42:32 UTC | hp05_01_CH_ZUESTA | hp05 | 01_CH | ZUESTA | heat_generator | HeatPumpHPLib | heating_reference_temperature_in_celsius | -7
2026-07-31 12:42:32 UTC | hp05_01_CH_ZUESTA | hp05 | 01_CH | ZUESTA | heat_generator | HeatPumpHPLib | with_domestic_hot_water_preparation | true
2026-07-31 12:42:32 UTC | hp05_01_CH_ZUESTA | hp05 | 01_CH | ZUESTA | heat_generator | HeatPumpHPLib | minimum_running_time_in_seconds | 14400
2026-07-31 12:42:32 UTC | hp05_01_CH_ZUESTA | hp05 | 01_CH | ZUESTA | heat_generator | HeatPumpHPLib | minimum_idle_time_in_seconds | 900
2026-07-31 12:42:32 UTC | hp05_01_CH_ZUESTA | hp05 | 01_CH | ZUESTA | heat_generator | HeatPumpHPLib | group_id | 1
2026-07-31 12:42:32 UTC | hp05_01_CH_ZUESTA | hp05 | 01_CH | ZUESTA | component | OilBoilerControllerPeak | building_name | BUI1
2026-07-31 12:42:32 UTC | hp05_01_CH_ZUESTA | hp05 | 01_CH | ZUESTA | component | OilBoilerControllerPeak | name | OilBoilerControllerPeak
2026-07-31 12:42:32 UTC | hp05_01_CH_ZUESTA | hp05 | 01_CH | ZUESTA | component | OilBoilerControllerPeak | is_modulating | true
2026-07-31 12:42:32 UTC | hp05_01_CH_ZUESTA | hp05 | 01_CH | ZUESTA | component | OilBoilerControllerPeak | set_heating_threshold_outside_temperature_in_celsius | 16
2026-07-31 12:42:32 UTC | hp05_01_CH_ZUESTA | hp05 | 01_CH | ZUESTA | component | OilBoilerControllerPeak | minimal_thermal_power_in_watt | 0
2026-07-31 12:42:32 UTC | hp05_01_CH_ZUESTA | hp05 | 01_CH | ZUESTA | component | OilBoilerControllerPeak | maximal_thermal_power_in_watt | 88
2026-07-31 12:42:32 UTC | hp05_01_CH_ZUESTA | hp05 | 01_CH | ZUESTA | component | OilBoilerControllerPeak | set_temperature_difference_for_full_power | 5
2026-07-31 12:42:32 UTC | hp05_01_CH_ZUESTA | hp05 | 01_CH | ZUESTA | component | OilBoilerControllerPeak | minimum_runtime_in_seconds | 1800
2026-07-31 12:42:32 UTC | hp05_01_CH_ZUESTA | hp05 | 01_CH | ZUESTA | component | OilBoilerControllerPeak | minimum_resting_time_in_seconds | 1800
2026-07-31 12:42:32 UTC | hp05_01_CH_ZUESTA | hp05 | 01_CH | ZUESTA | component | OilBoilerControllerPeak | with_domestic_hot_water_preparation | false
2026-07-31 12:42:32 UTC | hp05_01_CH_ZUESTA | hp05 | 01_CH | ZUESTA | component | OilBoilerControllerPeak | secondary_mode | false
2026-07-31 12:42:32 UTC | hp05_01_CH_ZUESTA | hp05 | 01_CH | ZUESTA | component | OilBoilerControllerPeak | hysteresis_water_temperature_offset | 2
2026-07-31 12:42:32 UTC | hp05_01_CH_ZUESTA | hp05 | 01_CH | ZUESTA | component | OilBoilerControllerPeak | seasonal_modulation_minimum_enabled | false
2026-07-31 12:42:32 UTC | hp05_01_CH_ZUESTA | hp05 | 01_CH | ZUESTA | component | OilBoilerControllerPeak | winter_modulation_minimum_thermal_power_in_watt
2026-07-31 12:42:32 UTC | hp05_01_CH_ZUESTA | hp05 | 01_CH | ZUESTA | component | OilBoilerControllerPeak | summer_modulation_minimum_thermal_power_in_watt
2026-07-31 12:42:32 UTC | hp05_01_CH_ZUESTA | hp05 | 01_CH | ZUESTA | component | OilBoilerControllerPeak | summer_modulation_daily_avg_outdoor_temperature_threshold_celsius | 16
2026-07-31 12:42:32 UTC | hp05_01_CH_ZUESTA | hp05 | 01_CH | ZUESTA | component | OilBoilerPeak | building_name | BUI1
2026-07-31 12:42:32 UTC | hp05_01_CH_ZUESTA | hp05 | 01_CH | ZUESTA | component | OilBoilerPeak | name | OilBoilerPeak
2026-07-31 12:42:32 UTC | hp05_01_CH_ZUESTA | hp05 | 01_CH | ZUESTA | component | OilBoilerPeak | energy_carrier | LoadTypes.OIL
2026-07-31 12:42:32 UTC | hp05_01_CH_ZUESTA | hp05 | 01_CH | ZUESTA | component | OilBoilerPeak | boiler_type | BoilerType.CONVENTIONAL
2026-07-31 12:42:32 UTC | hp05_01_CH_ZUESTA | hp05 | 01_CH | ZUESTA | component | OilBoilerPeak | minimal_thermal_power_in_watt | 0
2026-07-31 12:42:32 UTC | hp05_01_CH_ZUESTA | hp05 | 01_CH | ZUESTA | component | OilBoilerPeak | maximal_thermal_power_in_watt | 88
2026-07-31 12:42:32 UTC | hp05_01_CH_ZUESTA | hp05 | 01_CH | ZUESTA | component | OilBoilerPeak | eff_th_min | 0.6
2026-07-31 12:42:32 UTC | hp05_01_CH_ZUESTA | hp05 | 01_CH | ZUESTA | component | OilBoilerPeak | eff_th_max | 0.9
2026-07-31 12:42:32 UTC | hp05_01_CH_ZUESTA | hp05 | 01_CH | ZUESTA | component | OilBoilerPeak | temperature_delta_in_celsius | 20
2026-07-31 12:42:32 UTC | hp05_01_CH_ZUESTA | hp05 | 01_CH | ZUESTA | component | OilBoilerPeak | consumption_in_kilowatt_hour | 0
2026-07-31 12:42:32 UTC | hp05_01_CH_ZUESTA | hp05 | 01_CH | ZUESTA | component | FuelMeter | building_name | BUI1
2026-07-31 12:42:32 UTC | hp05_01_CH_ZUESTA | hp05 | 01_CH | ZUESTA | component | FuelMeter | name | FuelMeter
2026-07-31 12:42:32 UTC | hp05_01_CH_ZUESTA | hp05 | 01_CH | ZUESTA | component | FuelMeter | fuel_loadtype | LoadTypes.OIL
2026-07-31 12:42:32 UTC | hp05_01_CH_ZUESTA | hp05 | 01_CH | ZUESTA | component | FuelMeter | heating_value_of_fuel_in_kwh_per_liter | 9.822
2026-07-31 12:42:32 UTC | hp05_01_CH_ZUESTA | hp05 | 01_CH | ZUESTA | component | FuelMeter | fuel_density_in_kg_per_m3 | 83
2026-07-31 12:42:32 UTC | hp05_01_CH_ZUESTA | hp05 | 01_CH | ZUESTA | component | HeatGeneratorTotalThermalPower | building_name | BUI1
2026-07-31 12:42:32 UTC | hp05_01_CH_ZUESTA | hp05 | 01_CH | ZUESTA | component | HeatGeneratorTotalThermalPower | name | HeatGeneratorTotalThermalPower
2026-07-31 12:42:32 UTC | hp05_01_CH_ZUESTA | hp05 | 01_CH | ZUESTA | component | HeatGeneratorTotalThermalPower | loadtype | LoadTypes.ANY
2026-07-31 12:42:32 UTC | hp05_01_CH_ZUESTA | hp05 | 01_CH | ZUESTA | component | HeatGeneratorTotalThermalPower | unit | Units.WATT
2026-07-31 12:42:32 UTC | hp05_01_CH_ZUESTA | hp05 | 01_CH | ZUESTA | component | HeatGeneratorPlantDhwThermalPower | building_name | BUI1
2026-07-31 12:42:32 UTC | hp05_01_CH_ZUESTA | hp05 | 01_CH | ZUESTA | component | HeatGeneratorPlantDhwThermalPower | name | HeatGeneratorPlantDhwThermalPower
2026-07-31 12:42:32 UTC | hp05_01_CH_ZUESTA | hp05 | 01_CH | ZUESTA | component | HeatGeneratorPlantDhwThermalPower | loadtype | LoadTypes.ANY
2026-07-31 12:42:32 UTC | hp05_01_CH_ZUESTA | hp05 | 01_CH | ZUESTA | component | HeatGeneratorPlantDhwThermalPower | unit | Units.WATT
2026-07-31 12:42:32 UTC | hp05_01_CH_ZUESTA | hp05 | 01_CH | ZUESTA | component | SolarDhwThermalPower | building_name | BUI1
2026-07-31 12:42:32 UTC | hp05_01_CH_ZUESTA | hp05 | 01_CH | ZUESTA | component | SolarDhwThermalPower | name | SolarDhwThermalPower
2026-07-31 12:42:32 UTC | hp05_01_CH_ZUESTA | hp05 | 01_CH | ZUESTA | component | SolarDhwThermalPower | value_watt
2026-07-31 12:42:32 UTC | hp05_01_CH_ZUESTA | hp05 | 01_CH | ZUESTA | component | SolarDhwThermalPower | loadtype | LoadTypes.ANY
2026-07-31 12:42:32 UTC | hp05_01_CH_ZUESTA | hp05 | 01_CH | ZUESTA | component | SolarDhwThermalPower | unit | Units.WATT
2026-07-31 12:42:32 UTC | hp05_01_CH_ZUESTA | hp05 | 01_CH | ZUESTA | component | HeatGenHydraulicMixer | buildingName | BUI1
2026-07-31 12:42:32 UTC | hp05_01_CH_ZUESTA | hp05 | 01_CH | ZUESTA | component | HeatGenHydraulicMixer | name | HeatGenHydraulicMixer
2026-07-31 12:42:32 UTC | hp05_01_CH_ZUESTA | hp05 | 01_CH | ZUESTA | component | FlexibilityPotential | building_name | BUI1
2026-07-31 12:42:32 UTC | hp05_01_CH_ZUESTA | hp05 | 01_CH | ZUESTA | component | FlexibilityPotential | name | FlexibilityPotential
2026-07-31 12:42:32 UTC | hp05_01_CH_ZUESTA | hp05 | 01_CH | ZUESTA | component | FlexibilityPotential | fallback_heating_cop | 1
2026-07-31 12:42:32 UTC | hp05_01_CH_ZUESTA | hp05 | 01_CH | ZUESTA | component | FlexibilityPotential | fallback_cooling_eer
2026-07-31 12:42:32 UTC | hp05_01_CH_ZUESTA | hp05 | 01_CH | ZUESTA | component | BatteryStoredEnergyWh | building_name | BUI1
2026-07-31 12:42:32 UTC | hp05_01_CH_ZUESTA | hp05 | 01_CH | ZUESTA | component | BatteryStoredEnergyWh | name | BatteryStoredEnergyWh
2026-07-31 12:42:32 UTC | hp05_01_CH_ZUESTA | hp05 | 01_CH | ZUESTA | component | BatteryStoredEnergyWh | capacity_in_kwh | 14.33
2026-07-31 12:42:32 UTC | hp05_01_CH_ZUESTA | hp05 | 01_CH | ZUESTA | component | EvStoredEnergyWhSum | building_name | BUI1
2026-07-31 12:42:32 UTC | hp05_01_CH_ZUESTA | hp05 | 01_CH | ZUESTA | component | EvStoredEnergyWhSum | name | EvStoredEnergyWhSum
2026-07-31 12:42:32 UTC | hp05_01_CH_ZUESTA | hp05 | 01_CH | ZUESTA | component | EvStoredEnergyWhSum | loadtype | LoadTypes.ELECTRICITY
2026-07-31 12:42:32 UTC | hp05_01_CH_ZUESTA | hp05 | 01_CH | ZUESTA | component | EvStoredEnergyWhSum | unit | Units.WATT_HOUR
2026-07-31 12:42:32 UTC | hp05_01_CH_ZUESTA | hp05 | 01_CH | ZUESTA | component | Car_2_22kW_Charging_Power_avg_Speed_30_kmh_1 | building_name | BUI1
2026-07-31 12:42:32 UTC | hp05_01_CH_ZUESTA | hp05 | 01_CH | ZUESTA | component | Car_2_22kW_Charging_Power_avg_Speed_30_kmh_1 | name | Car_2_22kW_Charging_Power_avg_Speed_30_kmh_1
2026-07-31 12:42:32 UTC | hp05_01_CH_ZUESTA | hp05 | 01_CH | ZUESTA | component | Car_2_22kW_Charging_Power_avg_Speed_30_kmh_1 | source_weight | 1
2026-07-31 12:42:32 UTC | hp05_01_CH_ZUESTA | hp05 | 01_CH | ZUESTA | component | Car_2_22kW_Charging_Power_avg_Speed_30_kmh_1 | fuel | LoadTypes.ELECTRICITY
2026-07-31 12:42:32 UTC | hp05_01_CH_ZUESTA | hp05 | 01_CH | ZUESTA | component | Car_2_22kW_Charging_Power_avg_Speed_30_kmh_1 | consumption_per_km | 0.15
2026-07-31 12:42:32 UTC | hp05_01_CH_ZUESTA | hp05 | 01_CH | ZUESTA | component | Car_2_22kW_Charging_Power_avg_Speed_30_kmh_1 | device_co2_footprint_in_kg | 8899.4
2026-07-31 12:42:32 UTC | hp05_01_CH_ZUESTA | hp05 | 01_CH | ZUESTA | component | Car_2_22kW_Charging_Power_avg_Speed_30_kmh_1 | investment_costs_in_euro | 44498
2026-07-31 12:42:32 UTC | hp05_01_CH_ZUESTA | hp05 | 01_CH | ZUESTA | component | Car_2_22kW_Charging_Power_avg_Speed_30_kmh_1 | lifetime_in_years | 18
2026-07-31 12:42:32 UTC | hp05_01_CH_ZUESTA | hp05 | 01_CH | ZUESTA | component | Car_2_22kW_Charging_Power_avg_Speed_30_kmh_1 | maintenance_costs_in_euro_per_year | 89
2026-07-31 12:42:32 UTC | hp05_01_CH_ZUESTA | hp05 | 01_CH | ZUESTA | component | CarBattery_1 | building_name | BUI1
2026-07-31 12:42:32 UTC | hp05_01_CH_ZUESTA | hp05 | 01_CH | ZUESTA | component | CarBattery_1 | name | CarBattery_1
2026-07-31 12:42:32 UTC | hp05_01_CH_ZUESTA | hp05 | 01_CH | ZUESTA | component | CarBattery_1 | source_weight | 4
2026-07-31 12:42:32 UTC | hp05_01_CH_ZUESTA | hp05 | 01_CH | ZUESTA | component | CarBattery_1 | system_id | SG1
2026-07-31 12:42:32 UTC | hp05_01_CH_ZUESTA | hp05 | 01_CH | ZUESTA | component | CarBattery_1 | p_inv_custom | 10000
2026-07-31 12:42:32 UTC | hp05_01_CH_ZUESTA | hp05 | 01_CH | ZUESTA | component | CarBattery_1 | e_bat_custom | 30
2026-07-31 12:42:32 UTC | hp05_01_CH_ZUESTA | hp05 | 01_CH | ZUESTA | component | CarBattery_1 | charge | 0
2026-07-31 12:42:32 UTC | hp05_01_CH_ZUESTA | hp05 | 01_CH | ZUESTA | component | CarBattery_1 | discharge | 0
2026-07-31 12:42:32 UTC | hp05_01_CH_ZUESTA | hp05 | 01_CH | ZUESTA | component | L1EVChargeControl_1 | building_name | BUI1
2026-07-31 12:42:32 UTC | hp05_01_CH_ZUESTA | hp05 | 01_CH | ZUESTA | component | L1EVChargeControl_1 | name | L1EVChargeControl_1
2026-07-31 12:42:32 UTC | hp05_01_CH_ZUESTA | hp05 | 01_CH | ZUESTA | component | L1EVChargeControl_1 | source_weight | 4
2026-07-31 12:42:32 UTC | hp05_01_CH_ZUESTA | hp05 | 01_CH | ZUESTA | component | L1EVChargeControl_1 | battery_set | 0.8
2026-07-31 12:42:32 UTC | hp05_01_CH_ZUESTA | hp05 | 01_CH | ZUESTA | component | L1EVChargeControl_1 | lower_threshold_charging_power | 37
2026-07-31 12:42:32 UTC | hp05_01_CH_ZUESTA | hp05 | 01_CH | ZUESTA | component | L1EVChargeControl_1 | device_co2_footprint_in_kg | 100
2026-07-31 12:42:32 UTC | hp05_01_CH_ZUESTA | hp05 | 01_CH | ZUESTA | component | L1EVChargeControl_1 | investment_costs_in_euro | 1000
2026-07-31 12:42:32 UTC | hp05_01_CH_ZUESTA | hp05 | 01_CH | ZUESTA | component | L1EVChargeControl_1 | lifetime_in_years | 10
2026-07-31 12:42:32 UTC | hp05_01_CH_ZUESTA | hp05 | 01_CH | ZUESTA | component | L1EVChargeControl_1 | maintenance_costs_in_euro_per_year | 5
2026-07-31 12:42:32 UTC | hp05_02_CH_ZUESTA | hp05 | 02_CH | ZUESTA | simulation | SimulationParameters | year | 2050
2026-07-31 12:42:32 UTC | hp05_02_CH_ZUESTA | hp05 | 02_CH | ZUESTA | simulation | SimulationParameters | seconds_per_timestep | 9 | s
2026-07-31 12:42:32 UTC | hp05_02_CH_ZUESTA | hp05 | 02_CH | ZUESTA | simulation | SimulationParameters | country | CH
2026-07-31 12:42:32 UTC | hp05_02_CH_ZUESTA | hp05 | 02_CH | ZUESTA | cli | cli_overrides | ARCH | 02_CH
2026-07-31 12:42:32 UTC | hp05_02_CH_ZUESTA | hp05 | 02_CH | ZUESTA | cli | cli_overrides | WEATHER | ZUESTA
2026-07-31 12:42:32 UTC | hp05_02_CH_ZUESTA | hp05 | 02_CH | ZUESTA | cli | cli_overrides | TIME_HORIZON | future
2026-07-31 12:42:32 UTC | hp05_02_CH_ZUESTA | hp05 | 02_CH | ZUESTA | cli | cli_overrides | SCENARIO | none
2026-07-31 12:42:32 UTC | hp05_02_CH_ZUESTA | hp05 | 02_CH | ZUESTA | cli | cli_overrides | OCC | SIA2024
2026-07-31 12:42:32 UTC | hp05_02_CH_ZUESTA | hp05 | 02_CH | ZUESTA | cli | cli_overrides | HEATGEN_SIZING | IDEAL_LOOKUP
2026-07-31 12:42:32 UTC | hp05_02_CH_ZUESTA | hp05 | 02_CH | ZUESTA | cli | cli_overrides | HP_MODEL | Viessmann Werke GmbH & Co KG / Vitocal 250-A Compact AWMOF-251.A1.13-400-V001/V002
2026-07-31 12:42:32 UTC | hp05_02_CH_ZUESTA | hp05 | 02_CH | ZUESTA | cli | cli_overrides | HP_NOMINAL_POWER_W | 6700
2026-07-31 12:42:32 UTC | hp05_02_CH_ZUESTA | hp05 | 02_CH | ZUESTA | cli | cli_overrides | HP_SHARE_OF_IDEAL | 0.8
2026-07-31 12:42:32 UTC | hp05_02_CH_ZUESTA | hp05 | 02_CH | ZUESTA | component | EvStoredEnergyWh_1 | building_name | BUI1
2026-07-31 12:42:32 UTC | hp05_02_CH_ZUESTA | hp05 | 02_CH | ZUESTA | component | EvStoredEnergyWh_1 | name | EvStoredEnergyWh_1
2026-07-31 12:42:32 UTC | hp05_02_CH_ZUESTA | hp05 | 02_CH | ZUESTA | component | EvStoredEnergyWh_1 | capacity_in_kwh | 3
2026-07-31 12:42:32 UTC | hp05_02_CH_ZUESTA | hp05 | 02_CH | ZUESTA | internal_loads | SIA2024Occupancy | conditioned_floor_area_in_m2 | 195
2026-07-31 12:42:32 UTC | hp05_02_CH_ZUESTA | hp05 | 02_CH | ZUESTA | internal_loads | SIA2024Occupancy | appliances_load_w_per_m2 | 1
2026-07-31 12:42:32 UTC | hp05_02_CH_ZUESTA | hp05 | 02_CH | ZUESTA | internal_loads | SIA2024Occupancy | lighting_load_w_per_m2 | 3
2026-07-31 12:42:32 UTC | hp05_02_CH_ZUESTA | hp05 | 02_CH | ZUESTA | internal_loads | SIA2024Occupancy | lighting_annual_full_load_hours | 846
2026-07-31 12:42:32 UTC | hp05_02_CH_ZUESTA | hp05 | 02_CH | ZUESTA | internal_loads | SIA2024Occupancy | appliances_yearly_utilization_per_month | 0.7995
2026-07-31 12:42:32 UTC | hp05_02_CH_ZUESTA | hp05 | 02_CH | ZUESTA | weather | Weather | source_path | C:\Users\het\HiSim\hisim\inputs\weather\custom_csv\Zurich\NABZUE_2060_RCP85_DRY.csv
2026-07-31 12:42:32 UTC | hp05_02_CH_ZUESTA | hp05 | 02_CH | ZUESTA | weather | Weather | location | Zurich
2026-07-31 12:42:32 UTC | hp05_02_CH_ZUESTA | hp05 | 02_CH | ZUESTA | weather | Weather | name | Weather
2026-07-31 12:42:32 UTC | hp05_02_CH_ZUESTA | hp05 | 02_CH | ZUESTA | pv | PVSystem | power_in_watt | 12659.2
2026-07-31 12:42:32 UTC | hp05_02_CH_ZUESTA | hp05 | 02_CH | ZUESTA | pv | PVSystem | tilt | 30
2026-07-31 12:42:32 UTC | hp05_02_CH_ZUESTA | hp05 | 02_CH | ZUESTA | pv | PVSystem | azimuth | 180
2026-07-31 12:42:32 UTC | hp05_02_CH_ZUESTA | hp05 | 02_CH | ZUESTA | pv | PVSystem | location | ZUESTA
2026-07-31 12:42:32 UTC | hp05_02_CH_ZUESTA | hp05 | 02_CH | ZUESTA | component | ElectricityMeter | building_name | BUI1
2026-07-31 12:42:32 UTC | hp05_02_CH_ZUESTA | hp05 | 02_CH | ZUESTA | component | ElectricityMeter | name | ElectricityMeter
2026-07-31 12:42:32 UTC | hp05_02_CH_ZUESTA | hp05 | 02_CH | ZUESTA | component | L2EMSElectricityController | building_name | BUI1
2026-07-31 12:42:32 UTC | hp05_02_CH_ZUESTA | hp05 | 02_CH | ZUESTA | component | L2EMSElectricityController | name | L2EMSElectricityController
2026-07-31 12:42:32 UTC | hp05_02_CH_ZUESTA | hp05 | 02_CH | ZUESTA | component | L2EMSElectricityController | strategy | optimize_own_consumption
2026-07-31 12:42:32 UTC | hp05_02_CH_ZUESTA | hp05 | 02_CH | ZUESTA | component | L2EMSElectricityController | limit_to_shave | 0
2026-07-31 12:42:32 UTC | hp05_02_CH_ZUESTA | hp05 | 02_CH | ZUESTA | component | L2EMSElectricityController | building_indoor_temperature_offset_value | 2
2026-07-31 12:42:32 UTC | hp05_02_CH_ZUESTA | hp05 | 02_CH | ZUESTA | component | L2EMSElectricityController | domestic_hot_water_storage_temperature_offset_value | 10
2026-07-31 12:42:32 UTC | hp05_02_CH_ZUESTA | hp05 | 02_CH | ZUESTA | component | L2EMSElectricityController | space_heating_water_storage_temperature_offset_value | 10
2026-07-31 12:42:32 UTC | hp05_02_CH_ZUESTA | hp05 | 02_CH | ZUESTA | building | Building | building_name | 1919_1945
2026-07-31 12:42:32 UTC | hp05_02_CH_ZUESTA | hp05 | 02_CH | ZUESTA | building | Building | building_code | AT.N.SFH.02.Gen.ReEx.001.002
2026-07-31 12:42:32 UTC | hp05_02_CH_ZUESTA | hp05 | 02_CH | ZUESTA | building | Building | building_heat_capacity_class | medium
2026-07-31 12:42:32 UTC | hp05_02_CH_ZUESTA | hp05 | 02_CH | ZUESTA | building | Building | absolute_conditioned_floor_area_in_m2 | 195
2026-07-31 12:42:32 UTC | hp05_02_CH_ZUESTA | hp05 | 02_CH | ZUESTA | building | Building | heating_reference_temperature_in_celsius | -8
2026-07-31 12:42:32 UTC | hp05_02_CH_ZUESTA | hp05 | 02_CH | ZUESTA | building | Building | floor_u_value_in_watt_per_m2_per_kelvin | 0.9
2026-07-31 12:42:32 UTC | hp05_02_CH_ZUESTA | hp05 | 02_CH | ZUESTA | building | Building | floor_area_in_m2 | 81.5
2026-07-31 12:42:32 UTC | hp05_02_CH_ZUESTA | hp05 | 02_CH | ZUESTA | building | Building | facade_u_value_in_watt_per_m2_per_kelvin | 0.9
2026-07-31 12:42:32 UTC | hp05_02_CH_ZUESTA | hp05 | 02_CH | ZUESTA | building | Building | facade_area_in_m2 | 183.5
2026-07-31 12:42:32 UTC | hp05_02_CH_ZUESTA | hp05 | 02_CH | ZUESTA | building | Building | roof_u_value_in_watt_per_m2_per_kelvin | 0.44
2026-07-31 12:42:32 UTC | hp05_02_CH_ZUESTA | hp05 | 02_CH | ZUESTA | building | Building | roof_area_in_m2 | 96
2026-07-31 12:42:32 UTC | hp05_02_CH_ZUESTA | hp05 | 02_CH | ZUESTA | building | Building | window_u_value_in_watt_per_m2_per_kelvin | 1.8
2026-07-31 12:42:32 UTC | hp05_02_CH_ZUESTA | hp05 | 02_CH | ZUESTA | building | Building | window_area_in_m2 | 31.2
2026-07-31 12:42:32 UTC | hp05_02_CH_ZUESTA | hp05 | 02_CH | ZUESTA | building | Building | door_u_value_in_watt_per_m2_per_kelvin
2026-07-31 12:42:32 UTC | hp05_02_CH_ZUESTA | hp05 | 02_CH | ZUESTA | building | Building | door_area_in_m2
2026-07-31 12:42:32 UTC | hp05_02_CH_ZUESTA | hp05 | 02_CH | ZUESTA | building | Building | set_heating_temperature_in_celsius | 20.5
2026-07-31 12:42:32 UTC | hp05_02_CH_ZUESTA | hp05 | 02_CH | ZUESTA | building | Building | set_cooling_temperature_in_celsius | 25
2026-07-31 12:42:32 UTC | hp05_02_CH_ZUESTA | hp05 | 02_CH | ZUESTA | building | Building | natural_ventilation_m3_per_h_per_person | 29
2026-07-31 12:42:32 UTC | hp05_02_CH_ZUESTA | hp05 | 02_CH | ZUESTA | building | Building | sia_natural_ventilation_m3_per_h_per_m2 | 0.6
2026-07-31 12:42:32 UTC | hp05_02_CH_ZUESTA | hp05 | 02_CH | ZUESTA | building | Building | swiss_infiltration_rate_per_h | 0.3
2026-07-31 12:42:32 UTC | hp05_02_CH_ZUESTA | hp05 | 02_CH | ZUESTA | building | Building | heating_demand_mode | iso13790
2026-07-31 12:42:32 UTC | hp05_02_CH_ZUESTA | hp05 | 02_CH | ZUESTA | building | Building | operative_heating_proportional_band_in_celsius | 1
2026-07-31 12:42:32 UTC | hp05_02_CH_ZUESTA | hp05 | 02_CH | ZUESTA | building | Building | operative_heating_proportional_gain | 1
2026-07-31 12:42:32 UTC | hp05_02_CH_ZUESTA | hp05 | 02_CH | ZUESTA | building | Building | control_comfort_lower_bound_shift_in_celsius
2026-07-31 12:42:32 UTC | hp05_02_CH_ZUESTA | hp05 | 02_CH | ZUESTA | building | Building | comfort_aware_seasonal_heating_gate | true
2026-07-31 12:42:32 UTC | hp05_02_CH_ZUESTA | hp05 | 02_CH | ZUESTA | component | StrictComfortDemandController | building_name | BUI1
2026-07-31 12:42:32 UTC | hp05_02_CH_ZUESTA | hp05 | 02_CH | ZUESTA | component | StrictComfortDemandController | name | StrictComfortDemandController
2026-07-31 12:42:32 UTC | hp05_02_CH_ZUESTA | hp05 | 02_CH | ZUESTA | component | StrictComfortDemandController | temperature_air_heating_in_celsius | 20.5
2026-07-31 12:42:32 UTC | hp05_02_CH_ZUESTA | hp05 | 02_CH | ZUESTA | component | StrictComfortDemandController | temperature_air_cooling_in_celsius | 24
2026-07-31 12:42:32 UTC | hp05_02_CH_ZUESTA | hp05 | 02_CH | ZUESTA | component | StrictComfortDemandController | offset | 0.5
2026-07-31 12:42:32 UTC | hp05_02_CH_ZUESTA | hp05 | 02_CH | ZUESTA | component | StrictComfortDemandController | mode | 2
2026-07-31 12:42:32 UTC | hp05_02_CH_ZUESTA | hp05 | 02_CH | ZUESTA | component | StrictComfortDemandController | use_adaptive_comfort_band | true
2026-07-31 12:42:32 UTC | hp05_02_CH_ZUESTA | hp05 | 02_CH | ZUESTA | component | StrictComfortDemandController | control_strategy | strict_comfort_band_v1
2026-07-31 12:42:32 UTC | hp05_02_CH_ZUESTA | hp05 | 02_CH | ZUESTA | component | StrictComfortDemandController | comfort_band_inner_offset_in_celsius | 0.5
2026-07-31 12:42:32 UTC | hp05_02_CH_ZUESTA | hp05 | 02_CH | ZUESTA | component | StrictComfortDemandController | comfort_band_inner_offset_lower_in_celsius | 1
2026-07-31 12:42:32 UTC | hp05_02_CH_ZUESTA | hp05 | 02_CH | ZUESTA | component | StrictComfortDemandController | comfort_band_inner_offset_upper_in_celsius | 0.5
2026-07-31 12:42:32 UTC | hp05_02_CH_ZUESTA | hp05 | 02_CH | ZUESTA | component | StrictComfortDemandController | heating_disabled_above_running_mean_outdoor_temperature_in_celsius | 18
2026-07-31 12:42:32 UTC | hp05_02_CH_ZUESTA | hp05 | 02_CH | ZUESTA | component | StrictComfortDemandController | cooling_enabled_above_running_mean_outdoor_temperature_in_celsius | 22
2026-07-31 12:42:32 UTC | hp05_02_CH_ZUESTA | hp05 | 02_CH | ZUESTA | component | ComfortBandHeatingDemand | building_name | BUI1
2026-07-31 12:42:32 UTC | hp05_02_CH_ZUESTA | hp05 | 02_CH | ZUESTA | component | ComfortBandHeatingDemand | name | ComfortBandHeatingDemand
2026-07-31 12:42:32 UTC | hp05_02_CH_ZUESTA | hp05 | 02_CH | ZUESTA | component | ComfortBandHeatingDemand | max_heating_power_in_watt | 11855.7
2026-07-31 12:42:32 UTC | hp05_02_CH_ZUESTA | hp05 | 02_CH | ZUESTA | component | ComfortBandHeatingDemand | proportional_gain_in_watt_per_kelvin | 23711.4
2026-07-31 12:42:32 UTC | hp05_02_CH_ZUESTA | hp05 | 02_CH | ZUESTA | component | StrictComfortSetpointModifier | building_name | BUI1
2026-07-31 12:42:32 UTC | hp05_02_CH_ZUESTA | hp05 | 02_CH | ZUESTA | component | StrictComfortSetpointModifier | name | StrictComfortSetpointModifier
2026-07-31 12:42:32 UTC | hp05_02_CH_ZUESTA | hp05 | 02_CH | ZUESTA | component | StrictComfortSetpointModifier | base_heating_setpoint_in_celsius | 20.5
2026-07-31 12:42:32 UTC | hp05_02_CH_ZUESTA | hp05 | 02_CH | ZUESTA | component | StrictComfortSetpointModifier | recovery_gain | 5
2026-07-31 12:42:32 UTC | hp05_02_CH_ZUESTA | hp05 | 02_CH | ZUESTA | component | StrictComfortSetpointModifier | max_recovery_boost_in_celsius | 5
2026-07-31 12:42:32 UTC | hp05_02_CH_ZUESTA | hp05 | 02_CH | ZUESTA | component | StrictComfortSetpointModifier | clamp_min_modifier_in_celsius
2026-07-31 12:42:32 UTC | hp05_02_CH_ZUESTA | hp05 | 02_CH | ZUESTA | component | StrictComfortSetpointModifier | clamp_max_modifier_in_celsius | 15
2026-07-31 12:42:32 UTC | hp05_02_CH_ZUESTA | hp05 | 02_CH | ZUESTA | component | TotalThermalBuildingDemand | building_name | BUI1
2026-07-31 12:42:32 UTC | hp05_02_CH_ZUESTA | hp05 | 02_CH | ZUESTA | component | TotalThermalBuildingDemand | name | TotalThermalBuildingDemand
2026-07-31 12:42:32 UTC | hp05_02_CH_ZUESTA | hp05 | 02_CH | ZUESTA | component | TotalThermalBuildingDemand | loadtype | LoadTypes.ANY
2026-07-31 12:42:32 UTC | hp05_02_CH_ZUESTA | hp05 | 02_CH | ZUESTA | component | TotalThermalBuildingDemand | unit | Units.WATT
2026-07-31 12:42:32 UTC | hp05_02_CH_ZUESTA | hp05 | 02_CH | ZUESTA | component | HeatDistributionController | building_name | BUI1
2026-07-31 12:42:32 UTC | hp05_02_CH_ZUESTA | hp05 | 02_CH | ZUESTA | component | HeatDistributionController | name | HeatDistributionController
2026-07-31 12:42:32 UTC | hp05_02_CH_ZUESTA | hp05 | 02_CH | ZUESTA | component | HeatDistributionController | heating_system | HeatDistributionSystemType.FLOORHEATING
2026-07-31 12:42:32 UTC | hp05_02_CH_ZUESTA | hp05 | 02_CH | ZUESTA | component | HeatDistributionController | set_heating_threshold_outside_temperature_in_celsius | 16
2026-07-31 12:42:32 UTC | hp05_02_CH_ZUESTA | hp05 | 02_CH | ZUESTA | component | HeatDistributionController | heating_reference_temperature_in_celsius | -8
2026-07-31 12:42:32 UTC | hp05_02_CH_ZUESTA | hp05 | 02_CH | ZUESTA | component | HeatDistributionController | set_heating_temperature_for_building_in_celsius | 20.5
2026-07-31 12:42:32 UTC | hp05_02_CH_ZUESTA | hp05 | 02_CH | ZUESTA | component | HeatDistributionController | set_cooling_temperature_for_building_in_celsius | 25
2026-07-31 12:42:32 UTC | hp05_02_CH_ZUESTA | hp05 | 02_CH | ZUESTA | component | HeatDistributionController | heating_load_of_building_in_watt | 11855.7
2026-07-31 12:42:32 UTC | hp05_02_CH_ZUESTA | hp05 | 02_CH | ZUESTA | heat_distribution | HeatDistributionSystem | absolute_conditioned_floor_area_in_m2 | 195
2026-07-31 12:42:32 UTC | hp05_02_CH_ZUESTA | hp05 | 02_CH | ZUESTA | thermal_storage | SimpleHotWaterStorage | volume_heating_water_storage_in_liter | 592.8
2026-07-31 12:42:32 UTC | hp05_02_CH_ZUESTA | hp05 | 02_CH | ZUESTA | component | BufferRemainingCapacity60C | building_name | BUI1
2026-07-31 12:42:32 UTC | hp05_02_CH_ZUESTA | hp05 | 02_CH | ZUESTA | component | BufferRemainingCapacity60C | name | BufferRemainingCapacity60C
2026-07-31 12:42:32 UTC | hp05_02_CH_ZUESTA | hp05 | 02_CH | ZUESTA | component | BufferRemainingCapacity60C | volume_heating_water_storage_in_liter | 592.8
2026-07-31 12:42:32 UTC | hp05_02_CH_ZUESTA | hp05 | 02_CH | ZUESTA | component | BufferRemainingCapacity60C | max_temperature_in_celsius | 6
2026-07-31 12:42:32 UTC | hp05_02_CH_ZUESTA | hp05 | 02_CH | ZUESTA | component | BufferRemainingCapacity60C | water_density_kg_per_liter | 0.992
2026-07-31 12:42:32 UTC | hp05_02_CH_ZUESTA | hp05 | 02_CH | ZUESTA | component | BufferRemainingCapacity60C | water_specific_heat_capacity_j_per_kg_per_k | 4180
2026-07-31 12:42:32 UTC | hp05_02_CH_ZUESTA | hp05 | 02_CH | ZUESTA | component | HeatPumpControllerSH | building_name | BUI1
2026-07-31 12:42:32 UTC | hp05_02_CH_ZUESTA | hp05 | 02_CH | ZUESTA | component | HeatPumpControllerSH | name | HeatPumpControllerSH
2026-07-31 12:42:32 UTC | hp05_02_CH_ZUESTA | hp05 | 02_CH | ZUESTA | component | HeatPumpControllerSH | mode | 2
2026-07-31 12:42:32 UTC | hp05_02_CH_ZUESTA | hp05 | 02_CH | ZUESTA | component | HeatPumpControllerSH | set_heating_threshold_outside_temperature_in_celsius | 16
2026-07-31 12:42:32 UTC | hp05_02_CH_ZUESTA | hp05 | 02_CH | ZUESTA | component | HeatPumpControllerSH | set_cooling_threshold_outside_temperature_in_celsius | 22
2026-07-31 12:42:32 UTC | hp05_02_CH_ZUESTA | hp05 | 02_CH | ZUESTA | component | HeatPumpControllerSH | upper_temperature_offset_for_state_conditions_in_celsius | 1
2026-07-31 12:42:32 UTC | hp05_02_CH_ZUESTA | hp05 | 02_CH | ZUESTA | component | HeatPumpControllerSH | lower_temperature_offset_for_state_conditions_in_celsius | 1
2026-07-31 12:42:32 UTC | hp05_02_CH_ZUESTA | hp05 | 02_CH | ZUESTA | component | HeatPumpControllerSH | heat_distribution_system_type | HeatDistributionSystemType.FLOORHEATING
2026-07-31 12:42:32 UTC | hp05_02_CH_ZUESTA | hp05 | 02_CH | ZUESTA | component | HeatPumpControllerDHW | building_name | BUI1
2026-07-31 12:42:32 UTC | hp05_02_CH_ZUESTA | hp05 | 02_CH | ZUESTA | component | HeatPumpControllerDHW | name | HeatPumpControllerDHW
2026-07-31 12:42:32 UTC | hp05_02_CH_ZUESTA | hp05 | 02_CH | ZUESTA | component | HeatPumpControllerDHW | t_min_dhw_storage_in_celsius | 4
2026-07-31 12:42:32 UTC | hp05_02_CH_ZUESTA | hp05 | 02_CH | ZUESTA | component | HeatPumpControllerDHW | t_max_dhw_storage_in_celsius | 6
2026-07-31 12:42:32 UTC | hp05_02_CH_ZUESTA | hp05 | 02_CH | ZUESTA | component | HeatPumpControllerDHW | thermalpower_dhw_is_constant | false
2026-07-31 12:42:32 UTC | hp05_02_CH_ZUESTA | hp05 | 02_CH | ZUESTA | component | HeatPumpControllerDHW | p_th_max_dhw_in_watt | 5000
2026-07-31 12:42:32 UTC | hp05_02_CH_ZUESTA | hp05 | 02_CH | ZUESTA | heat_generator | HeatPumpHPLib | set_thermal_output_power_in_watt | 6700
2026-07-31 12:42:32 UTC | hp05_02_CH_ZUESTA | hp05 | 02_CH | ZUESTA | heat_generator | HeatPumpHPLib | flow_temperature_in_celsius | 35
2026-07-31 12:42:32 UTC | hp05_02_CH_ZUESTA | hp05 | 02_CH | ZUESTA | heat_generator | HeatPumpHPLib | heating_reference_temperature_in_celsius | -7
2026-07-31 12:42:32 UTC | hp05_02_CH_ZUESTA | hp05 | 02_CH | ZUESTA | heat_generator | HeatPumpHPLib | with_domestic_hot_water_preparation | true
2026-07-31 12:42:32 UTC | hp05_02_CH_ZUESTA | hp05 | 02_CH | ZUESTA | heat_generator | HeatPumpHPLib | minimum_running_time_in_seconds | 14400
2026-07-31 12:42:32 UTC | hp05_02_CH_ZUESTA | hp05 | 02_CH | ZUESTA | heat_generator | HeatPumpHPLib | minimum_idle_time_in_seconds | 900
2026-07-31 12:42:32 UTC | hp05_02_CH_ZUESTA | hp05 | 02_CH | ZUESTA | heat_generator | HeatPumpHPLib | group_id | 1
2026-07-31 12:42:32 UTC | hp05_02_CH_ZUESTA | hp05 | 02_CH | ZUESTA | component | OilBoilerControllerPeak | building_name | BUI1
2026-07-31 12:42:32 UTC | hp05_02_CH_ZUESTA | hp05 | 02_CH | ZUESTA | component | OilBoilerControllerPeak | name | OilBoilerControllerPeak
2026-07-31 12:42:32 UTC | hp05_02_CH_ZUESTA | hp05 | 02_CH | ZUESTA | component | OilBoilerControllerPeak | is_modulating | true
2026-07-31 12:42:32 UTC | hp05_02_CH_ZUESTA | hp05 | 02_CH | ZUESTA | component | OilBoilerControllerPeak | set_heating_threshold_outside_temperature_in_celsius | 16
2026-07-31 12:42:32 UTC | hp05_02_CH_ZUESTA | hp05 | 02_CH | ZUESTA | component | OilBoilerControllerPeak | minimal_thermal_power_in_watt | 0
2026-07-31 12:42:32 UTC | hp05_02_CH_ZUESTA | hp05 | 02_CH | ZUESTA | component | OilBoilerControllerPeak | maximal_thermal_power_in_watt | 81
2026-07-31 12:42:32 UTC | hp05_02_CH_ZUESTA | hp05 | 02_CH | ZUESTA | component | OilBoilerControllerPeak | set_temperature_difference_for_full_power | 5
2026-07-31 12:42:32 UTC | hp05_02_CH_ZUESTA | hp05 | 02_CH | ZUESTA | component | OilBoilerControllerPeak | minimum_runtime_in_seconds | 1800
2026-07-31 12:42:32 UTC | hp05_02_CH_ZUESTA | hp05 | 02_CH | ZUESTA | component | OilBoilerControllerPeak | minimum_resting_time_in_seconds | 1800
2026-07-31 12:42:32 UTC | hp05_02_CH_ZUESTA | hp05 | 02_CH | ZUESTA | component | OilBoilerControllerPeak | with_domestic_hot_water_preparation | false
2026-07-31 12:42:32 UTC | hp05_02_CH_ZUESTA | hp05 | 02_CH | ZUESTA | component | OilBoilerControllerPeak | secondary_mode | false
2026-07-31 12:42:32 UTC | hp05_02_CH_ZUESTA | hp05 | 02_CH | ZUESTA | component | OilBoilerControllerPeak | hysteresis_water_temperature_offset | 2
2026-07-31 12:42:32 UTC | hp05_02_CH_ZUESTA | hp05 | 02_CH | ZUESTA | component | OilBoilerControllerPeak | seasonal_modulation_minimum_enabled | false
2026-07-31 12:42:32 UTC | hp05_02_CH_ZUESTA | hp05 | 02_CH | ZUESTA | component | OilBoilerControllerPeak | winter_modulation_minimum_thermal_power_in_watt
2026-07-31 12:42:32 UTC | hp05_02_CH_ZUESTA | hp05 | 02_CH | ZUESTA | component | OilBoilerControllerPeak | summer_modulation_minimum_thermal_power_in_watt
2026-07-31 12:42:32 UTC | hp05_02_CH_ZUESTA | hp05 | 02_CH | ZUESTA | component | OilBoilerControllerPeak | summer_modulation_daily_avg_outdoor_temperature_threshold_celsius | 16
2026-07-31 12:42:32 UTC | hp05_02_CH_ZUESTA | hp05 | 02_CH | ZUESTA | component | OilBoilerPeak | building_name | BUI1
2026-07-31 12:42:32 UTC | hp05_02_CH_ZUESTA | hp05 | 02_CH | ZUESTA | component | OilBoilerPeak | name | OilBoilerPeak
2026-07-31 12:42:32 UTC | hp05_02_CH_ZUESTA | hp05 | 02_CH | ZUESTA | component | OilBoilerPeak | energy_carrier | LoadTypes.OIL
2026-07-31 12:42:32 UTC | hp05_02_CH_ZUESTA | hp05 | 02_CH | ZUESTA | component | OilBoilerPeak | boiler_type | BoilerType.CONVENTIONAL
2026-07-31 12:42:32 UTC | hp05_02_CH_ZUESTA | hp05 | 02_CH | ZUESTA | component | OilBoilerPeak | minimal_thermal_power_in_watt | 0
2026-07-31 12:42:32 UTC | hp05_02_CH_ZUESTA | hp05 | 02_CH | ZUESTA | component | OilBoilerPeak | maximal_thermal_power_in_watt | 81
2026-07-31 12:42:32 UTC | hp05_02_CH_ZUESTA | hp05 | 02_CH | ZUESTA | component | OilBoilerPeak | eff_th_min | 0.6
2026-07-31 12:42:32 UTC | hp05_02_CH_ZUESTA | hp05 | 02_CH | ZUESTA | component | OilBoilerPeak | eff_th_max | 0.9
2026-07-31 12:42:32 UTC | hp05_02_CH_ZUESTA | hp05 | 02_CH | ZUESTA | component | OilBoilerPeak | temperature_delta_in_celsius | 20
2026-07-31 12:42:32 UTC | hp05_02_CH_ZUESTA | hp05 | 02_CH | ZUESTA | component | OilBoilerPeak | consumption_in_kilowatt_hour | 0
2026-07-31 12:42:32 UTC | hp05_02_CH_ZUESTA | hp05 | 02_CH | ZUESTA | component | FuelMeter | building_name | BUI1
2026-07-31 12:42:32 UTC | hp05_02_CH_ZUESTA | hp05 | 02_CH | ZUESTA | component | FuelMeter | name | FuelMeter
2026-07-31 12:42:32 UTC | hp05_02_CH_ZUESTA | hp05 | 02_CH | ZUESTA | component | FuelMeter | fuel_loadtype | LoadTypes.OIL
2026-07-31 12:42:32 UTC | hp05_02_CH_ZUESTA | hp05 | 02_CH | ZUESTA | component | FuelMeter | heating_value_of_fuel_in_kwh_per_liter | 9.822
2026-07-31 12:42:32 UTC | hp05_02_CH_ZUESTA | hp05 | 02_CH | ZUESTA | component | FuelMeter | fuel_density_in_kg_per_m3 | 83
2026-07-31 12:42:32 UTC | hp05_02_CH_ZUESTA | hp05 | 02_CH | ZUESTA | component | HeatGeneratorTotalThermalPower | building_name | BUI1
2026-07-31 12:42:32 UTC | hp05_02_CH_ZUESTA | hp05 | 02_CH | ZUESTA | component | HeatGeneratorTotalThermalPower | name | HeatGeneratorTotalThermalPower
2026-07-31 12:42:32 UTC | hp05_02_CH_ZUESTA | hp05 | 02_CH | ZUESTA | component | HeatGeneratorTotalThermalPower | loadtype | LoadTypes.ANY
2026-07-31 12:42:32 UTC | hp05_02_CH_ZUESTA | hp05 | 02_CH | ZUESTA | component | HeatGeneratorTotalThermalPower | unit | Units.WATT
2026-07-31 12:42:32 UTC | hp05_02_CH_ZUESTA | hp05 | 02_CH | ZUESTA | component | HeatGeneratorPlantDhwThermalPower | building_name | BUI1
2026-07-31 12:42:32 UTC | hp05_02_CH_ZUESTA | hp05 | 02_CH | ZUESTA | component | HeatGeneratorPlantDhwThermalPower | name | HeatGeneratorPlantDhwThermalPower
2026-07-31 12:42:32 UTC | hp05_02_CH_ZUESTA | hp05 | 02_CH | ZUESTA | component | HeatGeneratorPlantDhwThermalPower | loadtype | LoadTypes.ANY
2026-07-31 12:42:32 UTC | hp05_02_CH_ZUESTA | hp05 | 02_CH | ZUESTA | component | HeatGeneratorPlantDhwThermalPower | unit | Units.WATT
2026-07-31 12:42:32 UTC | hp05_02_CH_ZUESTA | hp05 | 02_CH | ZUESTA | component | SolarDhwThermalPower | building_name | BUI1
2026-07-31 12:42:32 UTC | hp05_02_CH_ZUESTA | hp05 | 02_CH | ZUESTA | component | SolarDhwThermalPower | name | SolarDhwThermalPower
2026-07-31 12:42:32 UTC | hp05_02_CH_ZUESTA | hp05 | 02_CH | ZUESTA | component | SolarDhwThermalPower | value_watt
2026-07-31 12:42:32 UTC | hp05_02_CH_ZUESTA | hp05 | 02_CH | ZUESTA | component | SolarDhwThermalPower | loadtype | LoadTypes.ANY
2026-07-31 12:42:32 UTC | hp05_02_CH_ZUESTA | hp05 | 02_CH | ZUESTA | component | SolarDhwThermalPower | unit | Units.WATT
2026-07-31 12:42:32 UTC | hp05_02_CH_ZUESTA | hp05 | 02_CH | ZUESTA | component | HeatGenHydraulicMixer | buildingName | BUI1
2026-07-31 12:42:32 UTC | hp05_02_CH_ZUESTA | hp05 | 02_CH | ZUESTA | component | HeatGenHydraulicMixer | name | HeatGenHydraulicMixer
2026-07-31 12:42:32 UTC | hp05_02_CH_ZUESTA | hp05 | 02_CH | ZUESTA | component | FlexibilityPotential | building_name | BUI1
2026-07-31 12:42:32 UTC | hp05_02_CH_ZUESTA | hp05 | 02_CH | ZUESTA | component | FlexibilityPotential | name | FlexibilityPotential
2026-07-31 12:42:32 UTC | hp05_02_CH_ZUESTA | hp05 | 02_CH | ZUESTA | component | FlexibilityPotential | fallback_heating_cop | 1
2026-07-31 12:42:32 UTC | hp05_02_CH_ZUESTA | hp05 | 02_CH | ZUESTA | component | FlexibilityPotential | fallback_cooling_eer
2026-07-31 12:42:32 UTC | hp05_02_CH_ZUESTA | hp05 | 02_CH | ZUESTA | component | BatteryStoredEnergyWh | building_name | BUI1
2026-07-31 12:42:32 UTC | hp05_02_CH_ZUESTA | hp05 | 02_CH | ZUESTA | component | BatteryStoredEnergyWh | name | BatteryStoredEnergyWh
2026-07-31 12:42:32 UTC | hp05_02_CH_ZUESTA | hp05 | 02_CH | ZUESTA | component | BatteryStoredEnergyWh | capacity_in_kwh | 12.66
2026-07-31 12:42:32 UTC | hp05_02_CH_ZUESTA | hp05 | 02_CH | ZUESTA | component | EvStoredEnergyWhSum | building_name | BUI1
2026-07-31 12:42:32 UTC | hp05_02_CH_ZUESTA | hp05 | 02_CH | ZUESTA | component | EvStoredEnergyWhSum | name | EvStoredEnergyWhSum
2026-07-31 12:42:32 UTC | hp05_02_CH_ZUESTA | hp05 | 02_CH | ZUESTA | component | EvStoredEnergyWhSum | loadtype | LoadTypes.ELECTRICITY
2026-07-31 12:42:32 UTC | hp05_02_CH_ZUESTA | hp05 | 02_CH | ZUESTA | component | EvStoredEnergyWhSum | unit | Units.WATT_HOUR
2026-07-31 12:42:32 UTC | hp05_02_CH_ZUESTA | hp05 | 02_CH | ZUESTA | component | Car_2_22kW_Charging_Power_avg_Speed_30_kmh_1 | building_name | BUI1
2026-07-31 12:42:32 UTC | hp05_02_CH_ZUESTA | hp05 | 02_CH | ZUESTA | component | Car_2_22kW_Charging_Power_avg_Speed_30_kmh_1 | name | Car_2_22kW_Charging_Power_avg_Speed_30_kmh_1
2026-07-31 12:42:32 UTC | hp05_02_CH_ZUESTA | hp05 | 02_CH | ZUESTA | component | Car_2_22kW_Charging_Power_avg_Speed_30_kmh_1 | source_weight | 1
2026-07-31 12:42:32 UTC | hp05_02_CH_ZUESTA | hp05 | 02_CH | ZUESTA | component | Car_2_22kW_Charging_Power_avg_Speed_30_kmh_1 | fuel | LoadTypes.ELECTRICITY
2026-07-31 12:42:32 UTC | hp05_02_CH_ZUESTA | hp05 | 02_CH | ZUESTA | component | Car_2_22kW_Charging_Power_avg_Speed_30_kmh_1 | consumption_per_km | 0.15
2026-07-31 12:42:32 UTC | hp05_02_CH_ZUESTA | hp05 | 02_CH | ZUESTA | component | Car_2_22kW_Charging_Power_avg_Speed_30_kmh_1 | device_co2_footprint_in_kg | 8899.4
2026-07-31 12:42:32 UTC | hp05_02_CH_ZUESTA | hp05 | 02_CH | ZUESTA | component | Car_2_22kW_Charging_Power_avg_Speed_30_kmh_1 | investment_costs_in_euro | 44498
2026-07-31 12:42:32 UTC | hp05_02_CH_ZUESTA | hp05 | 02_CH | ZUESTA | component | Car_2_22kW_Charging_Power_avg_Speed_30_kmh_1 | lifetime_in_years | 18
2026-07-31 12:42:32 UTC | hp05_02_CH_ZUESTA | hp05 | 02_CH | ZUESTA | component | Car_2_22kW_Charging_Power_avg_Speed_30_kmh_1 | maintenance_costs_in_euro_per_year | 89
2026-07-31 12:42:32 UTC | hp05_02_CH_ZUESTA | hp05 | 02_CH | ZUESTA | component | CarBattery_1 | building_name | BUI1
2026-07-31 12:42:32 UTC | hp05_02_CH_ZUESTA | hp05 | 02_CH | ZUESTA | component | CarBattery_1 | name | CarBattery_1
2026-07-31 12:42:32 UTC | hp05_02_CH_ZUESTA | hp05 | 02_CH | ZUESTA | component | CarBattery_1 | source_weight | 4
2026-07-31 12:42:32 UTC | hp05_02_CH_ZUESTA | hp05 | 02_CH | ZUESTA | component | CarBattery_1 | system_id | SG1
2026-07-31 12:42:32 UTC | hp05_02_CH_ZUESTA | hp05 | 02_CH | ZUESTA | component | CarBattery_1 | p_inv_custom | 10000
2026-07-31 12:42:32 UTC | hp05_02_CH_ZUESTA | hp05 | 02_CH | ZUESTA | component | CarBattery_1 | e_bat_custom | 30
2026-07-31 12:42:32 UTC | hp05_02_CH_ZUESTA | hp05 | 02_CH | ZUESTA | component | CarBattery_1 | charge | 0
2026-07-31 12:42:32 UTC | hp05_02_CH_ZUESTA | hp05 | 02_CH | ZUESTA | component | CarBattery_1 | discharge | 0
2026-07-31 12:42:32 UTC | hp05_02_CH_ZUESTA | hp05 | 02_CH | ZUESTA | component | L1EVChargeControl_1 | building_name | BUI1
2026-07-31 12:42:32 UTC | hp05_02_CH_ZUESTA | hp05 | 02_CH | ZUESTA | component | L1EVChargeControl_1 | name | L1EVChargeControl_1
2026-07-31 12:42:32 UTC | hp05_02_CH_ZUESTA | hp05 | 02_CH | ZUESTA | component | L1EVChargeControl_1 | source_weight | 4
2026-07-31 12:42:32 UTC | hp05_02_CH_ZUESTA | hp05 | 02_CH | ZUESTA | component | L1EVChargeControl_1 | battery_set | 0.8
2026-07-31 12:42:32 UTC | hp05_02_CH_ZUESTA | hp05 | 02_CH | ZUESTA | component | L1EVChargeControl_1 | lower_threshold_charging_power | 37
2026-07-31 12:42:32 UTC | hp05_02_CH_ZUESTA | hp05 | 02_CH | ZUESTA | component | L1EVChargeControl_1 | device_co2_footprint_in_kg | 100
2026-07-31 12:42:32 UTC | hp05_02_CH_ZUESTA | hp05 | 02_CH | ZUESTA | component | L1EVChargeControl_1 | investment_costs_in_euro | 1000
2026-07-31 12:42:32 UTC | hp05_02_CH_ZUESTA | hp05 | 02_CH | ZUESTA | component | L1EVChargeControl_1 | lifetime_in_years | 10
2026-07-31 12:42:32 UTC | hp05_02_CH_ZUESTA | hp05 | 02_CH | ZUESTA | component | L1EVChargeControl_1 | maintenance_costs_in_euro_per_year | 5
2026-07-31 12:42:32 UTC | hp05_03_CH_ZUESTA | hp05 | 03_CH | ZUESTA | simulation | SimulationParameters | year | 2050
2026-07-31 12:42:32 UTC | hp05_03_CH_ZUESTA | hp05 | 03_CH | ZUESTA | simulation | SimulationParameters | seconds_per_timestep | 9 | s
2026-07-31 12:42:32 UTC | hp05_03_CH_ZUESTA | hp05 | 03_CH | ZUESTA | simulation | SimulationParameters | country | CH
2026-07-31 12:42:32 UTC | hp05_03_CH_ZUESTA | hp05 | 03_CH | ZUESTA | cli | cli_overrides | ARCH | 03_CH
2026-07-31 12:42:32 UTC | hp05_03_CH_ZUESTA | hp05 | 03_CH | ZUESTA | cli | cli_overrides | WEATHER | ZUESTA
2026-07-31 12:42:32 UTC | hp05_03_CH_ZUESTA | hp05 | 03_CH | ZUESTA | cli | cli_overrides | TIME_HORIZON | future
2026-07-31 12:42:32 UTC | hp05_03_CH_ZUESTA | hp05 | 03_CH | ZUESTA | cli | cli_overrides | SCENARIO | none
2026-07-31 12:42:32 UTC | hp05_03_CH_ZUESTA | hp05 | 03_CH | ZUESTA | cli | cli_overrides | OCC | SIA2024
2026-07-31 12:42:32 UTC | hp05_03_CH_ZUESTA | hp05 | 03_CH | ZUESTA | cli | cli_overrides | HEATGEN_SIZING | IDEAL_LOOKUP
2026-07-31 12:42:32 UTC | hp05_03_CH_ZUESTA | hp05 | 03_CH | ZUESTA | cli | cli_overrides | HP_MODEL | Viessmann Werke GmbH & Co KG / Vitocal 250-A Compact AWMOF-251.A1.13-400-V001/V002
2026-07-31 12:42:32 UTC | hp05_03_CH_ZUESTA | hp05 | 03_CH | ZUESTA | cli | cli_overrides | HP_NOMINAL_POWER_W | 6700
2026-07-31 12:42:32 UTC | hp05_03_CH_ZUESTA | hp05 | 03_CH | ZUESTA | cli | cli_overrides | HP_SHARE_OF_IDEAL | 0.8
2026-07-31 12:42:32 UTC | hp05_03_CH_ZUESTA | hp05 | 03_CH | ZUESTA | component | EvStoredEnergyWh_1 | building_name | BUI1
2026-07-31 12:42:32 UTC | hp05_03_CH_ZUESTA | hp05 | 03_CH | ZUESTA | component | EvStoredEnergyWh_1 | name | EvStoredEnergyWh_1
2026-07-31 12:42:32 UTC | hp05_03_CH_ZUESTA | hp05 | 03_CH | ZUESTA | component | EvStoredEnergyWh_1 | capacity_in_kwh | 3
2026-07-31 12:42:32 UTC | hp05_03_CH_ZUESTA | hp05 | 03_CH | ZUESTA | internal_loads | SIA2024Occupancy | conditioned_floor_area_in_m2 | 18
2026-07-31 12:42:32 UTC | hp05_03_CH_ZUESTA | hp05 | 03_CH | ZUESTA | internal_loads | SIA2024Occupancy | appliances_load_w_per_m2 | 1
2026-07-31 12:42:32 UTC | hp05_03_CH_ZUESTA | hp05 | 03_CH | ZUESTA | internal_loads | SIA2024Occupancy | lighting_load_w_per_m2 | 3
2026-07-31 12:42:32 UTC | hp05_03_CH_ZUESTA | hp05 | 03_CH | ZUESTA | internal_loads | SIA2024Occupancy | lighting_annual_full_load_hours | 846
2026-07-31 12:42:32 UTC | hp05_03_CH_ZUESTA | hp05 | 03_CH | ZUESTA | internal_loads | SIA2024Occupancy | appliances_yearly_utilization_per_month | 0.7995
2026-07-31 12:42:32 UTC | hp05_03_CH_ZUESTA | hp05 | 03_CH | ZUESTA | weather | Weather | source_path | C:\Users\het\HiSim\hisim\inputs\weather\custom_csv\Zurich\NABZUE_2060_RCP85_DRY.csv
2026-07-31 12:42:32 UTC | hp05_03_CH_ZUESTA | hp05 | 03_CH | ZUESTA | weather | Weather | location | Zurich
2026-07-31 12:42:32 UTC | hp05_03_CH_ZUESTA | hp05 | 03_CH | ZUESTA | weather | Weather | name | Weather
2026-07-31 12:42:32 UTC | hp05_03_CH_ZUESTA | hp05 | 03_CH | ZUESTA | pv | PVSystem | power_in_watt | 12585.4
2026-07-31 12:42:32 UTC | hp05_03_CH_ZUESTA | hp05 | 03_CH | ZUESTA | pv | PVSystem | tilt | 30
2026-07-31 12:42:32 UTC | hp05_03_CH_ZUESTA | hp05 | 03_CH | ZUESTA | pv | PVSystem | azimuth | 180
2026-07-31 12:42:32 UTC | hp05_03_CH_ZUESTA | hp05 | 03_CH | ZUESTA | pv | PVSystem | location | ZUESTA
2026-07-31 12:42:32 UTC | hp05_03_CH_ZUESTA | hp05 | 03_CH | ZUESTA | component | ElectricityMeter | building_name | BUI1
2026-07-31 12:42:32 UTC | hp05_03_CH_ZUESTA | hp05 | 03_CH | ZUESTA | component | ElectricityMeter | name | ElectricityMeter
2026-07-31 12:42:32 UTC | hp05_03_CH_ZUESTA | hp05 | 03_CH | ZUESTA | component | L2EMSElectricityController | building_name | BUI1
2026-07-31 12:42:32 UTC | hp05_03_CH_ZUESTA | hp05 | 03_CH | ZUESTA | component | L2EMSElectricityController | name | L2EMSElectricityController
2026-07-31 12:42:32 UTC | hp05_03_CH_ZUESTA | hp05 | 03_CH | ZUESTA | component | L2EMSElectricityController | strategy | optimize_own_consumption
2026-07-31 12:42:32 UTC | hp05_03_CH_ZUESTA | hp05 | 03_CH | ZUESTA | component | L2EMSElectricityController | limit_to_shave | 0
2026-07-31 12:42:32 UTC | hp05_03_CH_ZUESTA | hp05 | 03_CH | ZUESTA | component | L2EMSElectricityController | building_indoor_temperature_offset_value | 2
2026-07-31 12:42:32 UTC | hp05_03_CH_ZUESTA | hp05 | 03_CH | ZUESTA | component | L2EMSElectricityController | domestic_hot_water_storage_temperature_offset_value | 10
2026-07-31 12:42:32 UTC | hp05_03_CH_ZUESTA | hp05 | 03_CH | ZUESTA | component | L2EMSElectricityController | space_heating_water_storage_temperature_offset_value | 10
2026-07-31 12:42:32 UTC | hp05_03_CH_ZUESTA | hp05 | 03_CH | ZUESTA | building | Building | building_name | 1946_1960
2026-07-31 12:42:32 UTC | hp05_03_CH_ZUESTA | hp05 | 03_CH | ZUESTA | building | Building | building_code | AT.N.SFH.03.Gen.ReEx.001.002
2026-07-31 12:42:32 UTC | hp05_03_CH_ZUESTA | hp05 | 03_CH | ZUESTA | building | Building | building_heat_capacity_class | medium
2026-07-31 12:42:32 UTC | hp05_03_CH_ZUESTA | hp05 | 03_CH | ZUESTA | building | Building | absolute_conditioned_floor_area_in_m2 | 180
2026-07-31 12:42:32 UTC | hp05_03_CH_ZUESTA | hp05 | 03_CH | ZUESTA | building | Building | heating_reference_temperature_in_celsius | -8
2026-07-31 12:42:32 UTC | hp05_03_CH_ZUESTA | hp05 | 03_CH | ZUESTA | building | Building | floor_u_value_in_watt_per_m2_per_kelvin | 0.98
2026-07-31 12:42:32 UTC | hp05_03_CH_ZUESTA | hp05 | 03_CH | ZUESTA | building | Building | floor_area_in_m2 | 86.1
2026-07-31 12:42:32 UTC | hp05_03_CH_ZUESTA | hp05 | 03_CH | ZUESTA | building | Building | facade_u_value_in_watt_per_m2_per_kelvin | 0.81
2026-07-31 12:42:32 UTC | hp05_03_CH_ZUESTA | hp05 | 03_CH | ZUESTA | building | Building | facade_area_in_m2 | 167.6
2026-07-31 12:42:32 UTC | hp05_03_CH_ZUESTA | hp05 | 03_CH | ZUESTA | building | Building | roof_u_value_in_watt_per_m2_per_kelvin | 0.44
2026-07-31 12:42:32 UTC | hp05_03_CH_ZUESTA | hp05 | 03_CH | ZUESTA | building | Building | roof_area_in_m2 | 95.44
2026-07-31 12:42:32 UTC | hp05_03_CH_ZUESTA | hp05 | 03_CH | ZUESTA | building | Building | window_u_value_in_watt_per_m2_per_kelvin | 1.6
2026-07-31 12:42:32 UTC | hp05_03_CH_ZUESTA | hp05 | 03_CH | ZUESTA | building | Building | window_area_in_m2 | 28.8
2026-07-31 12:42:32 UTC | hp05_03_CH_ZUESTA | hp05 | 03_CH | ZUESTA | building | Building | door_u_value_in_watt_per_m2_per_kelvin
2026-07-31 12:42:32 UTC | hp05_03_CH_ZUESTA | hp05 | 03_CH | ZUESTA | building | Building | door_area_in_m2
2026-07-31 12:42:32 UTC | hp05_03_CH_ZUESTA | hp05 | 03_CH | ZUESTA | building | Building | set_heating_temperature_in_celsius | 20.5
2026-07-31 12:42:32 UTC | hp05_03_CH_ZUESTA | hp05 | 03_CH | ZUESTA | building | Building | set_cooling_temperature_in_celsius | 25
2026-07-31 12:42:32 UTC | hp05_03_CH_ZUESTA | hp05 | 03_CH | ZUESTA | building | Building | natural_ventilation_m3_per_h_per_person | 29
2026-07-31 12:42:32 UTC | hp05_03_CH_ZUESTA | hp05 | 03_CH | ZUESTA | building | Building | sia_natural_ventilation_m3_per_h_per_m2 | 0.6
2026-07-31 12:42:32 UTC | hp05_03_CH_ZUESTA | hp05 | 03_CH | ZUESTA | building | Building | swiss_infiltration_rate_per_h | 0.3
2026-07-31 12:42:32 UTC | hp05_03_CH_ZUESTA | hp05 | 03_CH | ZUESTA | building | Building | heating_demand_mode | iso13790
2026-07-31 12:42:32 UTC | hp05_03_CH_ZUESTA | hp05 | 03_CH | ZUESTA | building | Building | operative_heating_proportional_band_in_celsius | 1
2026-07-31 12:42:32 UTC | hp05_03_CH_ZUESTA | hp05 | 03_CH | ZUESTA | building | Building | operative_heating_proportional_gain | 1
2026-07-31 12:42:32 UTC | hp05_03_CH_ZUESTA | hp05 | 03_CH | ZUESTA | building | Building | control_comfort_lower_bound_shift_in_celsius
2026-07-31 12:42:32 UTC | hp05_03_CH_ZUESTA | hp05 | 03_CH | ZUESTA | building | Building | comfort_aware_seasonal_heating_gate | true
2026-07-31 12:42:32 UTC | hp05_03_CH_ZUESTA | hp05 | 03_CH | ZUESTA | component | StrictComfortDemandController | building_name | BUI1
2026-07-31 12:42:32 UTC | hp05_03_CH_ZUESTA | hp05 | 03_CH | ZUESTA | component | StrictComfortDemandController | name | StrictComfortDemandController
2026-07-31 12:42:32 UTC | hp05_03_CH_ZUESTA | hp05 | 03_CH | ZUESTA | component | StrictComfortDemandController | temperature_air_heating_in_celsius | 20.5
2026-07-31 12:42:32 UTC | hp05_03_CH_ZUESTA | hp05 | 03_CH | ZUESTA | component | StrictComfortDemandController | temperature_air_cooling_in_celsius | 24
2026-07-31 12:42:32 UTC | hp05_03_CH_ZUESTA | hp05 | 03_CH | ZUESTA | component | StrictComfortDemandController | offset | 0.5
2026-07-31 12:42:32 UTC | hp05_03_CH_ZUESTA | hp05 | 03_CH | ZUESTA | component | StrictComfortDemandController | mode | 2
2026-07-31 12:42:32 UTC | hp05_03_CH_ZUESTA | hp05 | 03_CH | ZUESTA | component | StrictComfortDemandController | use_adaptive_comfort_band | true
2026-07-31 12:42:32 UTC | hp05_03_CH_ZUESTA | hp05 | 03_CH | ZUESTA | component | StrictComfortDemandController | control_strategy | strict_comfort_band_v1
2026-07-31 12:42:32 UTC | hp05_03_CH_ZUESTA | hp05 | 03_CH | ZUESTA | component | StrictComfortDemandController | comfort_band_inner_offset_in_celsius | 0.5
2026-07-31 12:42:32 UTC | hp05_03_CH_ZUESTA | hp05 | 03_CH | ZUESTA | component | StrictComfortDemandController | comfort_band_inner_offset_lower_in_celsius | 1
2026-07-31 12:42:32 UTC | hp05_03_CH_ZUESTA | hp05 | 03_CH | ZUESTA | component | StrictComfortDemandController | comfort_band_inner_offset_upper_in_celsius | 0.5
2026-07-31 12:42:32 UTC | hp05_03_CH_ZUESTA | hp05 | 03_CH | ZUESTA | component | StrictComfortDemandController | heating_disabled_above_running_mean_outdoor_temperature_in_celsius | 18
2026-07-31 12:42:32 UTC | hp05_03_CH_ZUESTA | hp05 | 03_CH | ZUESTA | component | StrictComfortDemandController | cooling_enabled_above_running_mean_outdoor_temperature_in_celsius | 22
2026-07-31 12:42:32 UTC | hp05_03_CH_ZUESTA | hp05 | 03_CH | ZUESTA | component | ComfortBandHeatingDemand | building_name | BUI1
2026-07-31 12:42:32 UTC | hp05_03_CH_ZUESTA | hp05 | 03_CH | ZUESTA | component | ComfortBandHeatingDemand | name | ComfortBandHeatingDemand
2026-07-31 12:42:32 UTC | hp05_03_CH_ZUESTA | hp05 | 03_CH | ZUESTA | component | ComfortBandHeatingDemand | max_heating_power_in_watt | 10601.2
2026-07-31 12:42:32 UTC | hp05_03_CH_ZUESTA | hp05 | 03_CH | ZUESTA | component | ComfortBandHeatingDemand | proportional_gain_in_watt_per_kelvin | 21202.5
2026-07-31 12:42:32 UTC | hp05_03_CH_ZUESTA | hp05 | 03_CH | ZUESTA | component | StrictComfortSetpointModifier | building_name | BUI1
2026-07-31 12:42:32 UTC | hp05_03_CH_ZUESTA | hp05 | 03_CH | ZUESTA | component | StrictComfortSetpointModifier | name | StrictComfortSetpointModifier
2026-07-31 12:42:32 UTC | hp05_03_CH_ZUESTA | hp05 | 03_CH | ZUESTA | component | StrictComfortSetpointModifier | base_heating_setpoint_in_celsius | 20.5
2026-07-31 12:42:32 UTC | hp05_03_CH_ZUESTA | hp05 | 03_CH | ZUESTA | component | StrictComfortSetpointModifier | recovery_gain | 5
2026-07-31 12:42:32 UTC | hp05_03_CH_ZUESTA | hp05 | 03_CH | ZUESTA | component | StrictComfortSetpointModifier | max_recovery_boost_in_celsius | 5
2026-07-31 12:42:32 UTC | hp05_03_CH_ZUESTA | hp05 | 03_CH | ZUESTA | component | StrictComfortSetpointModifier | clamp_min_modifier_in_celsius
2026-07-31 12:42:32 UTC | hp05_03_CH_ZUESTA | hp05 | 03_CH | ZUESTA | component | StrictComfortSetpointModifier | clamp_max_modifier_in_celsius | 15
2026-07-31 12:42:32 UTC | hp05_03_CH_ZUESTA | hp05 | 03_CH | ZUESTA | component | TotalThermalBuildingDemand | building_name | BUI1
2026-07-31 12:42:32 UTC | hp05_03_CH_ZUESTA | hp05 | 03_CH | ZUESTA | component | TotalThermalBuildingDemand | name | TotalThermalBuildingDemand
2026-07-31 12:42:32 UTC | hp05_03_CH_ZUESTA | hp05 | 03_CH | ZUESTA | component | TotalThermalBuildingDemand | loadtype | LoadTypes.ANY
2026-07-31 12:42:32 UTC | hp05_03_CH_ZUESTA | hp05 | 03_CH | ZUESTA | component | TotalThermalBuildingDemand | unit | Units.WATT
2026-07-31 12:42:32 UTC | hp05_03_CH_ZUESTA | hp05 | 03_CH | ZUESTA | component | HeatDistributionController | building_name | BUI1
2026-07-31 12:42:32 UTC | hp05_03_CH_ZUESTA | hp05 | 03_CH | ZUESTA | component | HeatDistributionController | name | HeatDistributionController
2026-07-31 12:42:32 UTC | hp05_03_CH_ZUESTA | hp05 | 03_CH | ZUESTA | component | HeatDistributionController | heating_system | HeatDistributionSystemType.FLOORHEATING
2026-07-31 12:42:32 UTC | hp05_03_CH_ZUESTA | hp05 | 03_CH | ZUESTA | component | HeatDistributionController | set_heating_threshold_outside_temperature_in_celsius | 16
2026-07-31 12:42:32 UTC | hp05_03_CH_ZUESTA | hp05 | 03_CH | ZUESTA | component | HeatDistributionController | heating_reference_temperature_in_celsius | -8
2026-07-31 12:42:32 UTC | hp05_03_CH_ZUESTA | hp05 | 03_CH | ZUESTA | component | HeatDistributionController | set_heating_temperature_for_building_in_celsius | 20.5
2026-07-31 12:42:32 UTC | hp05_03_CH_ZUESTA | hp05 | 03_CH | ZUESTA | component | HeatDistributionController | set_cooling_temperature_for_building_in_celsius | 25
2026-07-31 12:42:32 UTC | hp05_03_CH_ZUESTA | hp05 | 03_CH | ZUESTA | component | HeatDistributionController | heating_load_of_building_in_watt | 10601.2
2026-07-31 12:42:32 UTC | hp05_03_CH_ZUESTA | hp05 | 03_CH | ZUESTA | heat_distribution | HeatDistributionSystem | absolute_conditioned_floor_area_in_m2 | 18
2026-07-31 12:42:32 UTC | hp05_03_CH_ZUESTA | hp05 | 03_CH | ZUESTA | thermal_storage | SimpleHotWaterStorage | volume_heating_water_storage_in_liter | 530.1
2026-07-31 12:42:32 UTC | hp05_03_CH_ZUESTA | hp05 | 03_CH | ZUESTA | component | BufferRemainingCapacity60C | building_name | BUI1
2026-07-31 12:42:32 UTC | hp05_03_CH_ZUESTA | hp05 | 03_CH | ZUESTA | component | BufferRemainingCapacity60C | name | BufferRemainingCapacity60C
2026-07-31 12:42:32 UTC | hp05_03_CH_ZUESTA | hp05 | 03_CH | ZUESTA | component | BufferRemainingCapacity60C | volume_heating_water_storage_in_liter | 530.1
2026-07-31 12:42:32 UTC | hp05_03_CH_ZUESTA | hp05 | 03_CH | ZUESTA | component | BufferRemainingCapacity60C | max_temperature_in_celsius | 6
2026-07-31 12:42:32 UTC | hp05_03_CH_ZUESTA | hp05 | 03_CH | ZUESTA | component | BufferRemainingCapacity60C | water_density_kg_per_liter | 0.992
2026-07-31 12:42:32 UTC | hp05_03_CH_ZUESTA | hp05 | 03_CH | ZUESTA | component | BufferRemainingCapacity60C | water_specific_heat_capacity_j_per_kg_per_k | 4180
2026-07-31 12:42:32 UTC | hp05_03_CH_ZUESTA | hp05 | 03_CH | ZUESTA | component | HeatPumpControllerSH | building_name | BUI1
2026-07-31 12:42:32 UTC | hp05_03_CH_ZUESTA | hp05 | 03_CH | ZUESTA | component | HeatPumpControllerSH | name | HeatPumpControllerSH
2026-07-31 12:42:32 UTC | hp05_03_CH_ZUESTA | hp05 | 03_CH | ZUESTA | component | HeatPumpControllerSH | mode | 2
2026-07-31 12:42:32 UTC | hp05_03_CH_ZUESTA | hp05 | 03_CH | ZUESTA | component | HeatPumpControllerSH | set_heating_threshold_outside_temperature_in_celsius | 16
2026-07-31 12:42:32 UTC | hp05_03_CH_ZUESTA | hp05 | 03_CH | ZUESTA | component | HeatPumpControllerSH | set_cooling_threshold_outside_temperature_in_celsius | 22
2026-07-31 12:42:32 UTC | hp05_03_CH_ZUESTA | hp05 | 03_CH | ZUESTA | component | HeatPumpControllerSH | upper_temperature_offset_for_state_conditions_in_celsius | 1
2026-07-31 12:42:32 UTC | hp05_03_CH_ZUESTA | hp05 | 03_CH | ZUESTA | component | HeatPumpControllerSH | lower_temperature_offset_for_state_conditions_in_celsius | 1
2026-07-31 12:42:32 UTC | hp05_03_CH_ZUESTA | hp05 | 03_CH | ZUESTA | component | HeatPumpControllerSH | heat_distribution_system_type | HeatDistributionSystemType.FLOORHEATING
2026-07-31 12:42:32 UTC | hp05_03_CH_ZUESTA | hp05 | 03_CH | ZUESTA | component | HeatPumpControllerDHW | building_name | BUI1
2026-07-31 12:42:32 UTC | hp05_03_CH_ZUESTA | hp05 | 03_CH | ZUESTA | component | HeatPumpControllerDHW | name | HeatPumpControllerDHW
2026-07-31 12:42:32 UTC | hp05_03_CH_ZUESTA | hp05 | 03_CH | ZUESTA | component | HeatPumpControllerDHW | t_min_dhw_storage_in_celsius | 4
2026-07-31 12:42:32 UTC | hp05_03_CH_ZUESTA | hp05 | 03_CH | ZUESTA | component | HeatPumpControllerDHW | t_max_dhw_storage_in_celsius | 6
2026-07-31 12:42:32 UTC | hp05_03_CH_ZUESTA | hp05 | 03_CH | ZUESTA | component | HeatPumpControllerDHW | thermalpower_dhw_is_constant | false
2026-07-31 12:42:32 UTC | hp05_03_CH_ZUESTA | hp05 | 03_CH | ZUESTA | component | HeatPumpControllerDHW | p_th_max_dhw_in_watt | 5000
2026-07-31 12:42:32 UTC | hp05_03_CH_ZUESTA | hp05 | 03_CH | ZUESTA | heat_generator | HeatPumpHPLib | set_thermal_output_power_in_watt | 6700
2026-07-31 12:42:32 UTC | hp05_03_CH_ZUESTA | hp05 | 03_CH | ZUESTA | heat_generator | HeatPumpHPLib | flow_temperature_in_celsius | 35
2026-07-31 12:42:32 UTC | hp05_03_CH_ZUESTA | hp05 | 03_CH | ZUESTA | heat_generator | HeatPumpHPLib | heating_reference_temperature_in_celsius | -7
2026-07-31 12:42:32 UTC | hp05_03_CH_ZUESTA | hp05 | 03_CH | ZUESTA | heat_generator | HeatPumpHPLib | with_domestic_hot_water_preparation | true
2026-07-31 12:42:32 UTC | hp05_03_CH_ZUESTA | hp05 | 03_CH | ZUESTA | heat_generator | HeatPumpHPLib | minimum_running_time_in_seconds | 14400
2026-07-31 12:42:32 UTC | hp05_03_CH_ZUESTA | hp05 | 03_CH | ZUESTA | heat_generator | HeatPumpHPLib | minimum_idle_time_in_seconds | 900
2026-07-31 12:42:32 UTC | hp05_03_CH_ZUESTA | hp05 | 03_CH | ZUESTA | heat_generator | HeatPumpHPLib | group_id | 1
2026-07-31 12:42:32 UTC | hp05_03_CH_ZUESTA | hp05 | 03_CH | ZUESTA | component | OilBoilerControllerPeak | building_name | BUI1
2026-07-31 12:42:32 UTC | hp05_03_CH_ZUESTA | hp05 | 03_CH | ZUESTA | component | OilBoilerControllerPeak | name | OilBoilerControllerPeak
2026-07-31 12:42:32 UTC | hp05_03_CH_ZUESTA | hp05 | 03_CH | ZUESTA | component | OilBoilerControllerPeak | is_modulating | true
2026-07-31 12:42:32 UTC | hp05_03_CH_ZUESTA | hp05 | 03_CH | ZUESTA | component | OilBoilerControllerPeak | set_heating_threshold_outside_temperature_in_celsius | 16
2026-07-31 12:42:32 UTC | hp05_03_CH_ZUESTA | hp05 | 03_CH | ZUESTA | component | OilBoilerControllerPeak | minimal_thermal_power_in_watt | 0
2026-07-31 12:42:32 UTC | hp05_03_CH_ZUESTA | hp05 | 03_CH | ZUESTA | component | OilBoilerControllerPeak | maximal_thermal_power_in_watt | 5
2026-07-31 12:42:32 UTC | hp05_03_CH_ZUESTA | hp05 | 03_CH | ZUESTA | component | OilBoilerControllerPeak | set_temperature_difference_for_full_power | 5
2026-07-31 12:42:32 UTC | hp05_03_CH_ZUESTA | hp05 | 03_CH | ZUESTA | component | OilBoilerControllerPeak | minimum_runtime_in_seconds | 1800
2026-07-31 12:42:32 UTC | hp05_03_CH_ZUESTA | hp05 | 03_CH | ZUESTA | component | OilBoilerControllerPeak | minimum_resting_time_in_seconds | 1800
2026-07-31 12:42:32 UTC | hp05_03_CH_ZUESTA | hp05 | 03_CH | ZUESTA | component | OilBoilerControllerPeak | with_domestic_hot_water_preparation | false
2026-07-31 12:42:32 UTC | hp05_03_CH_ZUESTA | hp05 | 03_CH | ZUESTA | component | OilBoilerControllerPeak | secondary_mode | false
2026-07-31 12:42:32 UTC | hp05_03_CH_ZUESTA | hp05 | 03_CH | ZUESTA | component | OilBoilerControllerPeak | hysteresis_water_temperature_offset | 2
2026-07-31 12:42:32 UTC | hp05_03_CH_ZUESTA | hp05 | 03_CH | ZUESTA | component | OilBoilerControllerPeak | seasonal_modulation_minimum_enabled | false
2026-07-31 12:42:32 UTC | hp05_03_CH_ZUESTA | hp05 | 03_CH | ZUESTA | component | OilBoilerControllerPeak | winter_modulation_minimum_thermal_power_in_watt
2026-07-31 12:42:32 UTC | hp05_03_CH_ZUESTA | hp05 | 03_CH | ZUESTA | component | OilBoilerControllerPeak | summer_modulation_minimum_thermal_power_in_watt
2026-07-31 12:42:32 UTC | hp05_03_CH_ZUESTA | hp05 | 03_CH | ZUESTA | component | OilBoilerControllerPeak | summer_modulation_daily_avg_outdoor_temperature_threshold_celsius | 16
2026-07-31 12:42:32 UTC | hp05_03_CH_ZUESTA | hp05 | 03_CH | ZUESTA | component | OilBoilerPeak | building_name | BUI1
2026-07-31 12:42:32 UTC | hp05_03_CH_ZUESTA | hp05 | 03_CH | ZUESTA | component | OilBoilerPeak | name | OilBoilerPeak
2026-07-31 12:42:32 UTC | hp05_03_CH_ZUESTA | hp05 | 03_CH | ZUESTA | component | OilBoilerPeak | energy_carrier | LoadTypes.OIL
2026-07-31 12:42:32 UTC | hp05_03_CH_ZUESTA | hp05 | 03_CH | ZUESTA | component | OilBoilerPeak | boiler_type | BoilerType.CONVENTIONAL
2026-07-31 12:42:32 UTC | hp05_03_CH_ZUESTA | hp05 | 03_CH | ZUESTA | component | OilBoilerPeak | minimal_thermal_power_in_watt | 0
2026-07-31 12:42:32 UTC | hp05_03_CH_ZUESTA | hp05 | 03_CH | ZUESTA | component | OilBoilerPeak | maximal_thermal_power_in_watt | 5
2026-07-31 12:42:32 UTC | hp05_03_CH_ZUESTA | hp05 | 03_CH | ZUESTA | component | OilBoilerPeak | eff_th_min | 0.6
2026-07-31 12:42:32 UTC | hp05_03_CH_ZUESTA | hp05 | 03_CH | ZUESTA | component | OilBoilerPeak | eff_th_max | 0.9
2026-07-31 12:42:32 UTC | hp05_03_CH_ZUESTA | hp05 | 03_CH | ZUESTA | component | OilBoilerPeak | temperature_delta_in_celsius | 20
2026-07-31 12:42:32 UTC | hp05_03_CH_ZUESTA | hp05 | 03_CH | ZUESTA | component | OilBoilerPeak | consumption_in_kilowatt_hour | 0
2026-07-31 12:42:32 UTC | hp05_03_CH_ZUESTA | hp05 | 03_CH | ZUESTA | component | FuelMeter | building_name | BUI1
2026-07-31 12:42:32 UTC | hp05_03_CH_ZUESTA | hp05 | 03_CH | ZUESTA | component | FuelMeter | name | FuelMeter
2026-07-31 12:42:32 UTC | hp05_03_CH_ZUESTA | hp05 | 03_CH | ZUESTA | component | FuelMeter | fuel_loadtype | LoadTypes.OIL
2026-07-31 12:42:32 UTC | hp05_03_CH_ZUESTA | hp05 | 03_CH | ZUESTA | component | FuelMeter | heating_value_of_fuel_in_kwh_per_liter | 9.822
2026-07-31 12:42:32 UTC | hp05_03_CH_ZUESTA | hp05 | 03_CH | ZUESTA | component | FuelMeter | fuel_density_in_kg_per_m3 | 83
2026-07-31 12:42:32 UTC | hp05_03_CH_ZUESTA | hp05 | 03_CH | ZUESTA | component | HeatGeneratorTotalThermalPower | building_name | BUI1
2026-07-31 12:42:32 UTC | hp05_03_CH_ZUESTA | hp05 | 03_CH | ZUESTA | component | HeatGeneratorTotalThermalPower | name | HeatGeneratorTotalThermalPower
2026-07-31 12:42:32 UTC | hp05_03_CH_ZUESTA | hp05 | 03_CH | ZUESTA | component | HeatGeneratorTotalThermalPower | loadtype | LoadTypes.ANY
2026-07-31 12:42:32 UTC | hp05_03_CH_ZUESTA | hp05 | 03_CH | ZUESTA | component | HeatGeneratorTotalThermalPower | unit | Units.WATT
2026-07-31 12:42:32 UTC | hp05_03_CH_ZUESTA | hp05 | 03_CH | ZUESTA | component | HeatGeneratorPlantDhwThermalPower | building_name | BUI1
2026-07-31 12:42:32 UTC | hp05_03_CH_ZUESTA | hp05 | 03_CH | ZUESTA | component | HeatGeneratorPlantDhwThermalPower | name | HeatGeneratorPlantDhwThermalPower
2026-07-31 12:42:32 UTC | hp05_03_CH_ZUESTA | hp05 | 03_CH | ZUESTA | component | HeatGeneratorPlantDhwThermalPower | loadtype | LoadTypes.ANY
2026-07-31 12:42:32 UTC | hp05_03_CH_ZUESTA | hp05 | 03_CH | ZUESTA | component | HeatGeneratorPlantDhwThermalPower | unit | Units.WATT
2026-07-31 12:42:32 UTC | hp05_03_CH_ZUESTA | hp05 | 03_CH | ZUESTA | component | SolarDhwThermalPower | building_name | BUI1
2026-07-31 12:42:32 UTC | hp05_03_CH_ZUESTA | hp05 | 03_CH | ZUESTA | component | SolarDhwThermalPower | name | SolarDhwThermalPower
2026-07-31 12:42:32 UTC | hp05_03_CH_ZUESTA | hp05 | 03_CH | ZUESTA | component | SolarDhwThermalPower | value_watt
2026-07-31 12:42:32 UTC | hp05_03_CH_ZUESTA | hp05 | 03_CH | ZUESTA | component | SolarDhwThermalPower | loadtype | LoadTypes.ANY
2026-07-31 12:42:32 UTC | hp05_03_CH_ZUESTA | hp05 | 03_CH | ZUESTA | component | SolarDhwThermalPower | unit | Units.WATT
2026-07-31 12:42:32 UTC | hp05_03_CH_ZUESTA | hp05 | 03_CH | ZUESTA | component | HeatGenHydraulicMixer | buildingName | BUI1
2026-07-31 12:42:32 UTC | hp05_03_CH_ZUESTA | hp05 | 03_CH | ZUESTA | component | HeatGenHydraulicMixer | name | HeatGenHydraulicMixer
2026-07-31 12:42:32 UTC | hp05_03_CH_ZUESTA | hp05 | 03_CH | ZUESTA | component | FlexibilityPotential | building_name | BUI1
2026-07-31 12:42:32 UTC | hp05_03_CH_ZUESTA | hp05 | 03_CH | ZUESTA | component | FlexibilityPotential | name | FlexibilityPotential
2026-07-31 12:42:32 UTC | hp05_03_CH_ZUESTA | hp05 | 03_CH | ZUESTA | component | FlexibilityPotential | fallback_heating_cop | 1
2026-07-31 12:42:32 UTC | hp05_03_CH_ZUESTA | hp05 | 03_CH | ZUESTA | component | FlexibilityPotential | fallback_cooling_eer
2026-07-31 12:42:32 UTC | hp05_03_CH_ZUESTA | hp05 | 03_CH | ZUESTA | component | BatteryStoredEnergyWh | building_name | BUI1
2026-07-31 12:42:32 UTC | hp05_03_CH_ZUESTA | hp05 | 03_CH | ZUESTA | component | BatteryStoredEnergyWh | name | BatteryStoredEnergyWh
2026-07-31 12:42:32 UTC | hp05_03_CH_ZUESTA | hp05 | 03_CH | ZUESTA | component | BatteryStoredEnergyWh | capacity_in_kwh | 12.59
2026-07-31 12:42:32 UTC | hp05_03_CH_ZUESTA | hp05 | 03_CH | ZUESTA | component | EvStoredEnergyWhSum | building_name | BUI1
2026-07-31 12:42:32 UTC | hp05_03_CH_ZUESTA | hp05 | 03_CH | ZUESTA | component | EvStoredEnergyWhSum | name | EvStoredEnergyWhSum
2026-07-31 12:42:32 UTC | hp05_03_CH_ZUESTA | hp05 | 03_CH | ZUESTA | component | EvStoredEnergyWhSum | loadtype | LoadTypes.ELECTRICITY
2026-07-31 12:42:32 UTC | hp05_03_CH_ZUESTA | hp05 | 03_CH | ZUESTA | component | EvStoredEnergyWhSum | unit | Units.WATT_HOUR
2026-07-31 12:42:32 UTC | hp05_03_CH_ZUESTA | hp05 | 03_CH | ZUESTA | component | Car_2_22kW_Charging_Power_avg_Speed_30_kmh_1 | building_name | BUI1
2026-07-31 12:42:32 UTC | hp05_03_CH_ZUESTA | hp05 | 03_CH | ZUESTA | component | Car_2_22kW_Charging_Power_avg_Speed_30_kmh_1 | name | Car_2_22kW_Charging_Power_avg_Speed_30_kmh_1
2026-07-31 12:42:32 UTC | hp05_03_CH_ZUESTA | hp05 | 03_CH | ZUESTA | component | Car_2_22kW_Charging_Power_avg_Speed_30_kmh_1 | source_weight | 1
2026-07-31 12:42:32 UTC | hp05_03_CH_ZUESTA | hp05 | 03_CH | ZUESTA | component | Car_2_22kW_Charging_Power_avg_Speed_30_kmh_1 | fuel | LoadTypes.ELECTRICITY
2026-07-31 12:42:32 UTC | hp05_03_CH_ZUESTA | hp05 | 03_CH | ZUESTA | component | Car_2_22kW_Charging_Power_avg_Speed_30_kmh_1 | consumption_per_km | 0.15
2026-07-31 12:42:32 UTC | hp05_03_CH_ZUESTA | hp05 | 03_CH | ZUESTA | component | Car_2_22kW_Charging_Power_avg_Speed_30_kmh_1 | device_co2_footprint_in_kg | 8899.4
2026-07-31 12:42:32 UTC | hp05_03_CH_ZUESTA | hp05 | 03_CH | ZUESTA | component | Car_2_22kW_Charging_Power_avg_Speed_30_kmh_1 | investment_costs_in_euro | 44498
2026-07-31 12:42:32 UTC | hp05_03_CH_ZUESTA | hp05 | 03_CH | ZUESTA | component | Car_2_22kW_Charging_Power_avg_Speed_30_kmh_1 | lifetime_in_years | 18
2026-07-31 12:42:32 UTC | hp05_03_CH_ZUESTA | hp05 | 03_CH | ZUESTA | component | Car_2_22kW_Charging_Power_avg_Speed_30_kmh_1 | maintenance_costs_in_euro_per_year | 89
2026-07-31 12:42:32 UTC | hp05_03_CH_ZUESTA | hp05 | 03_CH | ZUESTA | component | CarBattery_1 | building_name | BUI1
2026-07-31 12:42:32 UTC | hp05_03_CH_ZUESTA | hp05 | 03_CH | ZUESTA | component | CarBattery_1 | name | CarBattery_1
2026-07-31 12:42:32 UTC | hp05_03_CH_ZUESTA | hp05 | 03_CH | ZUESTA | component | CarBattery_1 | source_weight | 4
2026-07-31 12:42:32 UTC | hp05_03_CH_ZUESTA | hp05 | 03_CH | ZUESTA | component | CarBattery_1 | system_id | SG1
2026-07-31 12:42:32 UTC | hp05_03_CH_ZUESTA | hp05 | 03_CH | ZUESTA | component | CarBattery_1 | p_inv_custom | 10000
2026-07-31 12:42:32 UTC | hp05_03_CH_ZUESTA | hp05 | 03_CH | ZUESTA | component | CarBattery_1 | e_bat_custom | 30
2026-07-31 12:42:32 UTC | hp05_03_CH_ZUESTA | hp05 | 03_CH | ZUESTA | component | CarBattery_1 | charge | 0
2026-07-31 12:42:32 UTC | hp05_03_CH_ZUESTA | hp05 | 03_CH | ZUESTA | component | CarBattery_1 | discharge | 0
2026-07-31 12:42:32 UTC | hp05_03_CH_ZUESTA | hp05 | 03_CH | ZUESTA | component | L1EVChargeControl_1 | building_name | BUI1
2026-07-31 12:42:32 UTC | hp05_03_CH_ZUESTA | hp05 | 03_CH | ZUESTA | component | L1EVChargeControl_1 | name | L1EVChargeControl_1
2026-07-31 12:42:32 UTC | hp05_03_CH_ZUESTA | hp05 | 03_CH | ZUESTA | component | L1EVChargeControl_1 | source_weight | 4
2026-07-31 12:42:32 UTC | hp05_03_CH_ZUESTA | hp05 | 03_CH | ZUESTA | component | L1EVChargeControl_1 | battery_set | 0.8
2026-07-31 12:42:32 UTC | hp05_03_CH_ZUESTA | hp05 | 03_CH | ZUESTA | component | L1EVChargeControl_1 | lower_threshold_charging_power | 37
2026-07-31 12:42:32 UTC | hp05_03_CH_ZUESTA | hp05 | 03_CH | ZUESTA | component | L1EVChargeControl_1 | device_co2_footprint_in_kg | 100
2026-07-31 12:42:32 UTC | hp05_03_CH_ZUESTA | hp05 | 03_CH | ZUESTA | component | L1EVChargeControl_1 | investment_costs_in_euro | 1000
2026-07-31 12:42:32 UTC | hp05_03_CH_ZUESTA | hp05 | 03_CH | ZUESTA | component | L1EVChargeControl_1 | lifetime_in_years | 10
2026-07-31 12:42:32 UTC | hp05_03_CH_ZUESTA | hp05 | 03_CH | ZUESTA | component | L1EVChargeControl_1 | maintenance_costs_in_euro_per_year | 5
2026-07-31 12:42:32 UTC | hp05_04_CH_ZUESTA | hp05 | 04_CH | ZUESTA | simulation | SimulationParameters | year | 2050
2026-07-31 12:42:32 UTC | hp05_04_CH_ZUESTA | hp05 | 04_CH | ZUESTA | simulation | SimulationParameters | seconds_per_timestep | 9 | s
2026-07-31 12:42:32 UTC | hp05_04_CH_ZUESTA | hp05 | 04_CH | ZUESTA | simulation | SimulationParameters | country | CH
2026-07-31 12:42:32 UTC | hp05_04_CH_ZUESTA | hp05 | 04_CH | ZUESTA | cli | cli_overrides | ARCH | 04_CH
2026-07-31 12:42:32 UTC | hp05_04_CH_ZUESTA | hp05 | 04_CH | ZUESTA | cli | cli_overrides | WEATHER | ZUESTA
2026-07-31 12:42:32 UTC | hp05_04_CH_ZUESTA | hp05 | 04_CH | ZUESTA | cli | cli_overrides | TIME_HORIZON | future
2026-07-31 12:42:32 UTC | hp05_04_CH_ZUESTA | hp05 | 04_CH | ZUESTA | cli | cli_overrides | SCENARIO | none
2026-07-31 12:42:32 UTC | hp05_04_CH_ZUESTA | hp05 | 04_CH | ZUESTA | cli | cli_overrides | OCC | SIA2024
2026-07-31 12:42:32 UTC | hp05_04_CH_ZUESTA | hp05 | 04_CH | ZUESTA | cli | cli_overrides | HEATGEN_SIZING | IDEAL_LOOKUP
2026-07-31 12:42:32 UTC | hp05_04_CH_ZUESTA | hp05 | 04_CH | ZUESTA | cli | cli_overrides | HP_MODEL | Viessmann Werke GmbH & Co KG / Vitocal 250-A Compact AWMOF-251.A1.13-400-V001/V002
2026-07-31 12:42:32 UTC | hp05_04_CH_ZUESTA | hp05 | 04_CH | ZUESTA | cli | cli_overrides | HP_NOMINAL_POWER_W | 6700
2026-07-31 12:42:32 UTC | hp05_04_CH_ZUESTA | hp05 | 04_CH | ZUESTA | cli | cli_overrides | HP_SHARE_OF_IDEAL | 0.8
2026-07-31 12:42:32 UTC | hp05_04_CH_ZUESTA | hp05 | 04_CH | ZUESTA | component | EvStoredEnergyWh_1 | building_name | BUI1
2026-07-31 12:42:32 UTC | hp05_04_CH_ZUESTA | hp05 | 04_CH | ZUESTA | component | EvStoredEnergyWh_1 | name | EvStoredEnergyWh_1
2026-07-31 12:42:32 UTC | hp05_04_CH_ZUESTA | hp05 | 04_CH | ZUESTA | component | EvStoredEnergyWh_1 | capacity_in_kwh | 3
2026-07-31 12:42:32 UTC | hp05_04_CH_ZUESTA | hp05 | 04_CH | ZUESTA | internal_loads | SIA2024Occupancy | conditioned_floor_area_in_m2 | 19
2026-07-31 12:42:32 UTC | hp05_04_CH_ZUESTA | hp05 | 04_CH | ZUESTA | internal_loads | SIA2024Occupancy | appliances_load_w_per_m2 | 1
2026-07-31 12:42:32 UTC | hp05_04_CH_ZUESTA | hp05 | 04_CH | ZUESTA | internal_loads | SIA2024Occupancy | lighting_load_w_per_m2 | 3
2026-07-31 12:42:32 UTC | hp05_04_CH_ZUESTA | hp05 | 04_CH | ZUESTA | internal_loads | SIA2024Occupancy | lighting_annual_full_load_hours | 846
2026-07-31 12:42:32 UTC | hp05_04_CH_ZUESTA | hp05 | 04_CH | ZUESTA | internal_loads | SIA2024Occupancy | appliances_yearly_utilization_per_month | 0.7995
2026-07-31 12:42:32 UTC | hp05_04_CH_ZUESTA | hp05 | 04_CH | ZUESTA | weather | Weather | source_path | C:\Users\het\HiSim\hisim\inputs\weather\custom_csv\Zurich\NABZUE_2060_RCP85_DRY.csv
2026-07-31 12:42:32 UTC | hp05_04_CH_ZUESTA | hp05 | 04_CH | ZUESTA | weather | Weather | location | Zurich
2026-07-31 12:42:32 UTC | hp05_04_CH_ZUESTA | hp05 | 04_CH | ZUESTA | weather | Weather | name | Weather
2026-07-31 12:42:32 UTC | hp05_04_CH_ZUESTA | hp05 | 04_CH | ZUESTA | pv | PVSystem | power_in_watt | 14347.1
2026-07-31 12:42:32 UTC | hp05_04_CH_ZUESTA | hp05 | 04_CH | ZUESTA | pv | PVSystem | tilt | 30
2026-07-31 12:42:32 UTC | hp05_04_CH_ZUESTA | hp05 | 04_CH | ZUESTA | pv | PVSystem | azimuth | 180
2026-07-31 12:42:32 UTC | hp05_04_CH_ZUESTA | hp05 | 04_CH | ZUESTA | pv | PVSystem | location | ZUESTA
2026-07-31 12:42:32 UTC | hp05_04_CH_ZUESTA | hp05 | 04_CH | ZUESTA | component | ElectricityMeter | building_name | BUI1
2026-07-31 12:42:32 UTC | hp05_04_CH_ZUESTA | hp05 | 04_CH | ZUESTA | component | ElectricityMeter | name | ElectricityMeter
2026-07-31 12:42:32 UTC | hp05_04_CH_ZUESTA | hp05 | 04_CH | ZUESTA | component | L2EMSElectricityController | building_name | BUI1
2026-07-31 12:42:32 UTC | hp05_04_CH_ZUESTA | hp05 | 04_CH | ZUESTA | component | L2EMSElectricityController | name | L2EMSElectricityController
2026-07-31 12:42:32 UTC | hp05_04_CH_ZUESTA | hp05 | 04_CH | ZUESTA | component | L2EMSElectricityController | strategy | optimize_own_consumption
2026-07-31 12:42:32 UTC | hp05_04_CH_ZUESTA | hp05 | 04_CH | ZUESTA | component | L2EMSElectricityController | limit_to_shave | 0
2026-07-31 12:42:32 UTC | hp05_04_CH_ZUESTA | hp05 | 04_CH | ZUESTA | component | L2EMSElectricityController | building_indoor_temperature_offset_value | 2
2026-07-31 12:42:32 UTC | hp05_04_CH_ZUESTA | hp05 | 04_CH | ZUESTA | component | L2EMSElectricityController | domestic_hot_water_storage_temperature_offset_value | 10
2026-07-31 12:42:32 UTC | hp05_04_CH_ZUESTA | hp05 | 04_CH | ZUESTA | component | L2EMSElectricityController | space_heating_water_storage_temperature_offset_value | 10
2026-07-31 12:42:32 UTC | hp05_04_CH_ZUESTA | hp05 | 04_CH | ZUESTA | building | Building | building_name | 1961_1970
2026-07-31 12:42:32 UTC | hp05_04_CH_ZUESTA | hp05 | 04_CH | ZUESTA | building | Building | building_code | AT.N.SFH.04.Gen.ReEx.001.002
2026-07-31 12:42:32 UTC | hp05_04_CH_ZUESTA | hp05 | 04_CH | ZUESTA | building | Building | building_heat_capacity_class | heavy
2026-07-31 12:42:32 UTC | hp05_04_CH_ZUESTA | hp05 | 04_CH | ZUESTA | building | Building | absolute_conditioned_floor_area_in_m2 | 190
2026-07-31 12:42:32 UTC | hp05_04_CH_ZUESTA | hp05 | 04_CH | ZUESTA | building | Building | heating_reference_temperature_in_celsius | -8
2026-07-31 12:42:32 UTC | hp05_04_CH_ZUESTA | hp05 | 04_CH | ZUESTA | building | Building | floor_u_value_in_watt_per_m2_per_kelvin | 1
2026-07-31 12:42:32 UTC | hp05_04_CH_ZUESTA | hp05 | 04_CH | ZUESTA | building | Building | floor_area_in_m2 | 99.2
2026-07-31 12:42:32 UTC | hp05_04_CH_ZUESTA | hp05 | 04_CH | ZUESTA | building | Building | facade_u_value_in_watt_per_m2_per_kelvin | 0.7
2026-07-31 12:42:32 UTC | hp05_04_CH_ZUESTA | hp05 | 04_CH | ZUESTA | building | Building | facade_area_in_m2 | 163.4
2026-07-31 12:42:32 UTC | hp05_04_CH_ZUESTA | hp05 | 04_CH | ZUESTA | building | Building | roof_u_value_in_watt_per_m2_per_kelvin | 0.47
2026-07-31 12:42:32 UTC | hp05_04_CH_ZUESTA | hp05 | 04_CH | ZUESTA | building | Building | roof_area_in_m2 | 108.8
2026-07-31 12:42:32 UTC | hp05_04_CH_ZUESTA | hp05 | 04_CH | ZUESTA | building | Building | window_u_value_in_watt_per_m2_per_kelvin | 1.7
2026-07-31 12:42:32 UTC | hp05_04_CH_ZUESTA | hp05 | 04_CH | ZUESTA | building | Building | window_area_in_m2 | 30.4
2026-07-31 12:42:32 UTC | hp05_04_CH_ZUESTA | hp05 | 04_CH | ZUESTA | building | Building | door_u_value_in_watt_per_m2_per_kelvin
2026-07-31 12:42:32 UTC | hp05_04_CH_ZUESTA | hp05 | 04_CH | ZUESTA | building | Building | door_area_in_m2
2026-07-31 12:42:32 UTC | hp05_04_CH_ZUESTA | hp05 | 04_CH | ZUESTA | building | Building | set_heating_temperature_in_celsius | 20.5
2026-07-31 12:42:32 UTC | hp05_04_CH_ZUESTA | hp05 | 04_CH | ZUESTA | building | Building | set_cooling_temperature_in_celsius | 25
2026-07-31 12:42:32 UTC | hp05_04_CH_ZUESTA | hp05 | 04_CH | ZUESTA | building | Building | natural_ventilation_m3_per_h_per_person | 29
2026-07-31 12:42:32 UTC | hp05_04_CH_ZUESTA | hp05 | 04_CH | ZUESTA | building | Building | sia_natural_ventilation_m3_per_h_per_m2 | 0.6
2026-07-31 12:42:32 UTC | hp05_04_CH_ZUESTA | hp05 | 04_CH | ZUESTA | building | Building | swiss_infiltration_rate_per_h | 0.3
2026-07-31 12:42:32 UTC | hp05_04_CH_ZUESTA | hp05 | 04_CH | ZUESTA | building | Building | heating_demand_mode | iso13790
2026-07-31 12:42:32 UTC | hp05_04_CH_ZUESTA | hp05 | 04_CH | ZUESTA | building | Building | operative_heating_proportional_band_in_celsius | 1
2026-07-31 12:42:32 UTC | hp05_04_CH_ZUESTA | hp05 | 04_CH | ZUESTA | building | Building | operative_heating_proportional_gain | 1
2026-07-31 12:42:32 UTC | hp05_04_CH_ZUESTA | hp05 | 04_CH | ZUESTA | building | Building | control_comfort_lower_bound_shift_in_celsius
2026-07-31 12:42:32 UTC | hp05_04_CH_ZUESTA | hp05 | 04_CH | ZUESTA | building | Building | comfort_aware_seasonal_heating_gate | true
2026-07-31 12:42:32 UTC | hp05_04_CH_ZUESTA | hp05 | 04_CH | ZUESTA | component | StrictComfortDemandController | building_name | BUI1
2026-07-31 12:42:32 UTC | hp05_04_CH_ZUESTA | hp05 | 04_CH | ZUESTA | component | StrictComfortDemandController | name | StrictComfortDemandController
2026-07-31 12:42:32 UTC | hp05_04_CH_ZUESTA | hp05 | 04_CH | ZUESTA | component | StrictComfortDemandController | temperature_air_heating_in_celsius | 20.5
2026-07-31 12:42:32 UTC | hp05_04_CH_ZUESTA | hp05 | 04_CH | ZUESTA | component | StrictComfortDemandController | temperature_air_cooling_in_celsius | 24
2026-07-31 12:42:32 UTC | hp05_04_CH_ZUESTA | hp05 | 04_CH | ZUESTA | component | StrictComfortDemandController | offset | 0.5
2026-07-31 12:42:32 UTC | hp05_04_CH_ZUESTA | hp05 | 04_CH | ZUESTA | component | StrictComfortDemandController | mode | 2
2026-07-31 12:42:32 UTC | hp05_04_CH_ZUESTA | hp05 | 04_CH | ZUESTA | component | StrictComfortDemandController | use_adaptive_comfort_band | true
2026-07-31 12:42:32 UTC | hp05_04_CH_ZUESTA | hp05 | 04_CH | ZUESTA | component | StrictComfortDemandController | control_strategy | strict_comfort_band_v1
2026-07-31 12:42:32 UTC | hp05_04_CH_ZUESTA | hp05 | 04_CH | ZUESTA | component | StrictComfortDemandController | comfort_band_inner_offset_in_celsius | 0.5
2026-07-31 12:42:32 UTC | hp05_04_CH_ZUESTA | hp05 | 04_CH | ZUESTA | component | StrictComfortDemandController | comfort_band_inner_offset_lower_in_celsius | 1
2026-07-31 12:42:32 UTC | hp05_04_CH_ZUESTA | hp05 | 04_CH | ZUESTA | component | StrictComfortDemandController | comfort_band_inner_offset_upper_in_celsius | 0.5
2026-07-31 12:42:32 UTC | hp05_04_CH_ZUESTA | hp05 | 04_CH | ZUESTA | component | StrictComfortDemandController | heating_disabled_above_running_mean_outdoor_temperature_in_celsius | 18
2026-07-31 12:42:32 UTC | hp05_04_CH_ZUESTA | hp05 | 04_CH | ZUESTA | component | StrictComfortDemandController | cooling_enabled_above_running_mean_outdoor_temperature_in_celsius | 22
2026-07-31 12:42:32 UTC | hp05_04_CH_ZUESTA | hp05 | 04_CH | ZUESTA | component | ComfortBandHeatingDemand | building_name | BUI1
2026-07-31 12:42:32 UTC | hp05_04_CH_ZUESTA | hp05 | 04_CH | ZUESTA | component | ComfortBandHeatingDemand | name | ComfortBandHeatingDemand
2026-07-31 12:42:32 UTC | hp05_04_CH_ZUESTA | hp05 | 04_CH | ZUESTA | component | ComfortBandHeatingDemand | max_heating_power_in_watt | 10850.1
2026-07-31 12:42:32 UTC | hp05_04_CH_ZUESTA | hp05 | 04_CH | ZUESTA | component | ComfortBandHeatingDemand | proportional_gain_in_watt_per_kelvin | 21700.3
2026-07-31 12:42:32 UTC | hp05_04_CH_ZUESTA | hp05 | 04_CH | ZUESTA | component | StrictComfortSetpointModifier | building_name | BUI1
2026-07-31 12:42:32 UTC | hp05_04_CH_ZUESTA | hp05 | 04_CH | ZUESTA | component | StrictComfortSetpointModifier | name | StrictComfortSetpointModifier
2026-07-31 12:42:32 UTC | hp05_04_CH_ZUESTA | hp05 | 04_CH | ZUESTA | component | StrictComfortSetpointModifier | base_heating_setpoint_in_celsius | 20.5
2026-07-31 12:42:32 UTC | hp05_04_CH_ZUESTA | hp05 | 04_CH | ZUESTA | component | StrictComfortSetpointModifier | recovery_gain | 5
2026-07-31 12:42:32 UTC | hp05_04_CH_ZUESTA | hp05 | 04_CH | ZUESTA | component | StrictComfortSetpointModifier | max_recovery_boost_in_celsius | 5
2026-07-31 12:42:32 UTC | hp05_04_CH_ZUESTA | hp05 | 04_CH | ZUESTA | component | StrictComfortSetpointModifier | clamp_min_modifier_in_celsius
2026-07-31 12:42:32 UTC | hp05_04_CH_ZUESTA | hp05 | 04_CH | ZUESTA | component | StrictComfortSetpointModifier | clamp_max_modifier_in_celsius | 15
2026-07-31 12:42:32 UTC | hp05_04_CH_ZUESTA | hp05 | 04_CH | ZUESTA | component | TotalThermalBuildingDemand | building_name | BUI1
2026-07-31 12:42:32 UTC | hp05_04_CH_ZUESTA | hp05 | 04_CH | ZUESTA | component | TotalThermalBuildingDemand | name | TotalThermalBuildingDemand
2026-07-31 12:42:32 UTC | hp05_04_CH_ZUESTA | hp05 | 04_CH | ZUESTA | component | TotalThermalBuildingDemand | loadtype | LoadTypes.ANY
2026-07-31 12:42:32 UTC | hp05_04_CH_ZUESTA | hp05 | 04_CH | ZUESTA | component | TotalThermalBuildingDemand | unit | Units.WATT
2026-07-31 12:42:32 UTC | hp05_04_CH_ZUESTA | hp05 | 04_CH | ZUESTA | component | HeatDistributionController | building_name | BUI1
2026-07-31 12:42:32 UTC | hp05_04_CH_ZUESTA | hp05 | 04_CH | ZUESTA | component | HeatDistributionController | name | HeatDistributionController
2026-07-31 12:42:32 UTC | hp05_04_CH_ZUESTA | hp05 | 04_CH | ZUESTA | component | HeatDistributionController | heating_system | HeatDistributionSystemType.FLOORHEATING
2026-07-31 12:42:32 UTC | hp05_04_CH_ZUESTA | hp05 | 04_CH | ZUESTA | component | HeatDistributionController | set_heating_threshold_outside_temperature_in_celsius | 16
2026-07-31 12:42:32 UTC | hp05_04_CH_ZUESTA | hp05 | 04_CH | ZUESTA | component | HeatDistributionController | heating_reference_temperature_in_celsius | -8
2026-07-31 12:42:32 UTC | hp05_04_CH_ZUESTA | hp05 | 04_CH | ZUESTA | component | HeatDistributionController | set_heating_temperature_for_building_in_celsius | 20.5
2026-07-31 12:42:32 UTC | hp05_04_CH_ZUESTA | hp05 | 04_CH | ZUESTA | component | HeatDistributionController | set_cooling_temperature_for_building_in_celsius | 25
2026-07-31 12:42:32 UTC | hp05_04_CH_ZUESTA | hp05 | 04_CH | ZUESTA | component | HeatDistributionController | heating_load_of_building_in_watt | 10850.1
2026-07-31 12:42:32 UTC | hp05_04_CH_ZUESTA | hp05 | 04_CH | ZUESTA | heat_distribution | HeatDistributionSystem | absolute_conditioned_floor_area_in_m2 | 19
2026-07-31 12:42:32 UTC | hp05_04_CH_ZUESTA | hp05 | 04_CH | ZUESTA | thermal_storage | SimpleHotWaterStorage | volume_heating_water_storage_in_liter | 542.5
2026-07-31 12:42:32 UTC | hp05_04_CH_ZUESTA | hp05 | 04_CH | ZUESTA | component | BufferRemainingCapacity60C | building_name | BUI1
2026-07-31 12:42:32 UTC | hp05_04_CH_ZUESTA | hp05 | 04_CH | ZUESTA | component | BufferRemainingCapacity60C | name | BufferRemainingCapacity60C
2026-07-31 12:42:32 UTC | hp05_04_CH_ZUESTA | hp05 | 04_CH | ZUESTA | component | BufferRemainingCapacity60C | volume_heating_water_storage_in_liter | 542.5
2026-07-31 12:42:32 UTC | hp05_04_CH_ZUESTA | hp05 | 04_CH | ZUESTA | component | BufferRemainingCapacity60C | max_temperature_in_celsius | 6
2026-07-31 12:42:32 UTC | hp05_04_CH_ZUESTA | hp05 | 04_CH | ZUESTA | component | BufferRemainingCapacity60C | water_density_kg_per_liter | 0.992
2026-07-31 12:42:32 UTC | hp05_04_CH_ZUESTA | hp05 | 04_CH | ZUESTA | component | BufferRemainingCapacity60C | water_specific_heat_capacity_j_per_kg_per_k | 4180
2026-07-31 12:42:32 UTC | hp05_04_CH_ZUESTA | hp05 | 04_CH | ZUESTA | component | HeatPumpControllerSH | building_name | BUI1
2026-07-31 12:42:32 UTC | hp05_04_CH_ZUESTA | hp05 | 04_CH | ZUESTA | component | HeatPumpControllerSH | name | HeatPumpControllerSH
2026-07-31 12:42:32 UTC | hp05_04_CH_ZUESTA | hp05 | 04_CH | ZUESTA | component | HeatPumpControllerSH | mode | 2
2026-07-31 12:42:32 UTC | hp05_04_CH_ZUESTA | hp05 | 04_CH | ZUESTA | component | HeatPumpControllerSH | set_heating_threshold_outside_temperature_in_celsius | 16
2026-07-31 12:42:32 UTC | hp05_04_CH_ZUESTA | hp05 | 04_CH | ZUESTA | component | HeatPumpControllerSH | set_cooling_threshold_outside_temperature_in_celsius | 22
2026-07-31 12:42:32 UTC | hp05_04_CH_ZUESTA | hp05 | 04_CH | ZUESTA | component | HeatPumpControllerSH | upper_temperature_offset_for_state_conditions_in_celsius | 1
2026-07-31 12:42:32 UTC | hp05_04_CH_ZUESTA | hp05 | 04_CH | ZUESTA | component | HeatPumpControllerSH | lower_temperature_offset_for_state_conditions_in_celsius | 1
2026-07-31 12:42:32 UTC | hp05_04_CH_ZUESTA | hp05 | 04_CH | ZUESTA | component | HeatPumpControllerSH | heat_distribution_system_type | HeatDistributionSystemType.FLOORHEATING
2026-07-31 12:42:32 UTC | hp05_04_CH_ZUESTA | hp05 | 04_CH | ZUESTA | component | HeatPumpControllerDHW | building_name | BUI1
2026-07-31 12:42:32 UTC | hp05_04_CH_ZUESTA | hp05 | 04_CH | ZUESTA | component | HeatPumpControllerDHW | name | HeatPumpControllerDHW
2026-07-31 12:42:32 UTC | hp05_04_CH_ZUESTA | hp05 | 04_CH | ZUESTA | component | HeatPumpControllerDHW | t_min_dhw_storage_in_celsius | 4
2026-07-31 12:42:32 UTC | hp05_04_CH_ZUESTA | hp05 | 04_CH | ZUESTA | component | HeatPumpControllerDHW | t_max_dhw_storage_in_celsius | 6
2026-07-31 12:42:32 UTC | hp05_04_CH_ZUESTA | hp05 | 04_CH | ZUESTA | component | HeatPumpControllerDHW | thermalpower_dhw_is_constant | false
2026-07-31 12:42:32 UTC | hp05_04_CH_ZUESTA | hp05 | 04_CH | ZUESTA | component | HeatPumpControllerDHW | p_th_max_dhw_in_watt | 5000
2026-07-31 12:42:32 UTC | hp05_04_CH_ZUESTA | hp05 | 04_CH | ZUESTA | heat_generator | HeatPumpHPLib | set_thermal_output_power_in_watt | 6700
2026-07-31 12:42:32 UTC | hp05_04_CH_ZUESTA | hp05 | 04_CH | ZUESTA | heat_generator | HeatPumpHPLib | flow_temperature_in_celsius | 35
2026-07-31 12:42:32 UTC | hp05_04_CH_ZUESTA | hp05 | 04_CH | ZUESTA | heat_generator | HeatPumpHPLib | heating_reference_temperature_in_celsius | -7
2026-07-31 12:42:32 UTC | hp05_04_CH_ZUESTA | hp05 | 04_CH | ZUESTA | heat_generator | HeatPumpHPLib | with_domestic_hot_water_preparation | true
2026-07-31 12:42:32 UTC | hp05_04_CH_ZUESTA | hp05 | 04_CH | ZUESTA | heat_generator | HeatPumpHPLib | minimum_running_time_in_seconds | 14400
2026-07-31 12:42:32 UTC | hp05_04_CH_ZUESTA | hp05 | 04_CH | ZUESTA | heat_generator | HeatPumpHPLib | minimum_idle_time_in_seconds | 900
2026-07-31 12:42:32 UTC | hp05_04_CH_ZUESTA | hp05 | 04_CH | ZUESTA | heat_generator | HeatPumpHPLib | group_id | 1
2026-07-31 12:42:32 UTC | hp05_04_CH_ZUESTA | hp05 | 04_CH | ZUESTA | component | OilBoilerControllerPeak | building_name | BUI1
2026-07-31 12:42:32 UTC | hp05_04_CH_ZUESTA | hp05 | 04_CH | ZUESTA | component | OilBoilerControllerPeak | name | OilBoilerControllerPeak
2026-07-31 12:42:32 UTC | hp05_04_CH_ZUESTA | hp05 | 04_CH | ZUESTA | component | OilBoilerControllerPeak | is_modulating | true
2026-07-31 12:42:32 UTC | hp05_04_CH_ZUESTA | hp05 | 04_CH | ZUESTA | component | OilBoilerControllerPeak | set_heating_threshold_outside_temperature_in_celsius | 16
2026-07-31 12:42:32 UTC | hp05_04_CH_ZUESTA | hp05 | 04_CH | ZUESTA | component | OilBoilerControllerPeak | minimal_thermal_power_in_watt | 0
2026-07-31 12:42:32 UTC | hp05_04_CH_ZUESTA | hp05 | 04_CH | ZUESTA | component | OilBoilerControllerPeak | maximal_thermal_power_in_watt | 63
2026-07-31 12:42:32 UTC | hp05_04_CH_ZUESTA | hp05 | 04_CH | ZUESTA | component | OilBoilerControllerPeak | set_temperature_difference_for_full_power | 5
2026-07-31 12:42:32 UTC | hp05_04_CH_ZUESTA | hp05 | 04_CH | ZUESTA | component | OilBoilerControllerPeak | minimum_runtime_in_seconds | 1800
2026-07-31 12:42:32 UTC | hp05_04_CH_ZUESTA | hp05 | 04_CH | ZUESTA | component | OilBoilerControllerPeak | minimum_resting_time_in_seconds | 1800
2026-07-31 12:42:32 UTC | hp05_04_CH_ZUESTA | hp05 | 04_CH | ZUESTA | component | OilBoilerControllerPeak | with_domestic_hot_water_preparation | false
2026-07-31 12:42:32 UTC | hp05_04_CH_ZUESTA | hp05 | 04_CH | ZUESTA | component | OilBoilerControllerPeak | secondary_mode | false
2026-07-31 12:42:32 UTC | hp05_04_CH_ZUESTA | hp05 | 04_CH | ZUESTA | component | OilBoilerControllerPeak | hysteresis_water_temperature_offset | 2
2026-07-31 12:42:32 UTC | hp05_04_CH_ZUESTA | hp05 | 04_CH | ZUESTA | component | OilBoilerControllerPeak | seasonal_modulation_minimum_enabled | false
2026-07-31 12:42:32 UTC | hp05_04_CH_ZUESTA | hp05 | 04_CH | ZUESTA | component | OilBoilerControllerPeak | winter_modulation_minimum_thermal_power_in_watt
2026-07-31 12:42:32 UTC | hp05_04_CH_ZUESTA | hp05 | 04_CH | ZUESTA | component | OilBoilerControllerPeak | summer_modulation_minimum_thermal_power_in_watt
2026-07-31 12:42:32 UTC | hp05_04_CH_ZUESTA | hp05 | 04_CH | ZUESTA | component | OilBoilerControllerPeak | summer_modulation_daily_avg_outdoor_temperature_threshold_celsius | 16
2026-07-31 12:42:32 UTC | hp05_04_CH_ZUESTA | hp05 | 04_CH | ZUESTA | component | OilBoilerPeak | building_name | BUI1
2026-07-31 12:42:32 UTC | hp05_04_CH_ZUESTA | hp05 | 04_CH | ZUESTA | component | OilBoilerPeak | name | OilBoilerPeak
2026-07-31 12:42:32 UTC | hp05_04_CH_ZUESTA | hp05 | 04_CH | ZUESTA | component | OilBoilerPeak | energy_carrier | LoadTypes.OIL
2026-07-31 12:42:32 UTC | hp05_04_CH_ZUESTA | hp05 | 04_CH | ZUESTA | component | OilBoilerPeak | boiler_type | BoilerType.CONVENTIONAL
2026-07-31 12:42:32 UTC | hp05_04_CH_ZUESTA | hp05 | 04_CH | ZUESTA | component | OilBoilerPeak | minimal_thermal_power_in_watt | 0
2026-07-31 12:42:32 UTC | hp05_04_CH_ZUESTA | hp05 | 04_CH | ZUESTA | component | OilBoilerPeak | maximal_thermal_power_in_watt | 63
2026-07-31 12:42:32 UTC | hp05_04_CH_ZUESTA | hp05 | 04_CH | ZUESTA | component | OilBoilerPeak | eff_th_min | 0.6
2026-07-31 12:42:32 UTC | hp05_04_CH_ZUESTA | hp05 | 04_CH | ZUESTA | component | OilBoilerPeak | eff_th_max | 0.9
2026-07-31 12:42:32 UTC | hp05_04_CH_ZUESTA | hp05 | 04_CH | ZUESTA | component | OilBoilerPeak | temperature_delta_in_celsius | 20
2026-07-31 12:42:32 UTC | hp05_04_CH_ZUESTA | hp05 | 04_CH | ZUESTA | component | OilBoilerPeak | consumption_in_kilowatt_hour | 0
2026-07-31 12:42:32 UTC | hp05_04_CH_ZUESTA | hp05 | 04_CH | ZUESTA | component | FuelMeter | building_name | BUI1
2026-07-31 12:42:32 UTC | hp05_04_CH_ZUESTA | hp05 | 04_CH | ZUESTA | component | FuelMeter | name | FuelMeter
2026-07-31 12:42:32 UTC | hp05_04_CH_ZUESTA | hp05 | 04_CH | ZUESTA | component | FuelMeter | fuel_loadtype | LoadTypes.OIL
2026-07-31 12:42:32 UTC | hp05_04_CH_ZUESTA | hp05 | 04_CH | ZUESTA | component | FuelMeter | heating_value_of_fuel_in_kwh_per_liter | 9.822
2026-07-31 12:42:32 UTC | hp05_04_CH_ZUESTA | hp05 | 04_CH | ZUESTA | component | FuelMeter | fuel_density_in_kg_per_m3 | 83
2026-07-31 12:42:32 UTC | hp05_04_CH_ZUESTA | hp05 | 04_CH | ZUESTA | component | HeatGeneratorTotalThermalPower | building_name | BUI1
2026-07-31 12:42:32 UTC | hp05_04_CH_ZUESTA | hp05 | 04_CH | ZUESTA | component | HeatGeneratorTotalThermalPower | name | HeatGeneratorTotalThermalPower
2026-07-31 12:42:32 UTC | hp05_04_CH_ZUESTA | hp05 | 04_CH | ZUESTA | component | HeatGeneratorTotalThermalPower | loadtype | LoadTypes.ANY
2026-07-31 12:42:32 UTC | hp05_04_CH_ZUESTA | hp05 | 04_CH | ZUESTA | component | HeatGeneratorTotalThermalPower | unit | Units.WATT
2026-07-31 12:42:32 UTC | hp05_04_CH_ZUESTA | hp05 | 04_CH | ZUESTA | component | HeatGeneratorPlantDhwThermalPower | building_name | BUI1
2026-07-31 12:42:32 UTC | hp05_04_CH_ZUESTA | hp05 | 04_CH | ZUESTA | component | HeatGeneratorPlantDhwThermalPower | name | HeatGeneratorPlantDhwThermalPower
2026-07-31 12:42:32 UTC | hp05_04_CH_ZUESTA | hp05 | 04_CH | ZUESTA | component | HeatGeneratorPlantDhwThermalPower | loadtype | LoadTypes.ANY
2026-07-31 12:42:32 UTC | hp05_04_CH_ZUESTA | hp05 | 04_CH | ZUESTA | component | HeatGeneratorPlantDhwThermalPower | unit | Units.WATT
2026-07-31 12:42:32 UTC | hp05_04_CH_ZUESTA | hp05 | 04_CH | ZUESTA | component | SolarDhwThermalPower | building_name | BUI1
2026-07-31 12:42:32 UTC | hp05_04_CH_ZUESTA | hp05 | 04_CH | ZUESTA | component | SolarDhwThermalPower | name | SolarDhwThermalPower
2026-07-31 12:42:32 UTC | hp05_04_CH_ZUESTA | hp05 | 04_CH | ZUESTA | component | SolarDhwThermalPower | value_watt
2026-07-31 12:42:32 UTC | hp05_04_CH_ZUESTA | hp05 | 04_CH | ZUESTA | component | SolarDhwThermalPower | loadtype | LoadTypes.ANY
2026-07-31 12:42:32 UTC | hp05_04_CH_ZUESTA | hp05 | 04_CH | ZUESTA | component | SolarDhwThermalPower | unit | Units.WATT
2026-07-31 12:42:32 UTC | hp05_04_CH_ZUESTA | hp05 | 04_CH | ZUESTA | component | HeatGenHydraulicMixer | buildingName | BUI1
2026-07-31 12:42:32 UTC | hp05_04_CH_ZUESTA | hp05 | 04_CH | ZUESTA | component | HeatGenHydraulicMixer | name | HeatGenHydraulicMixer
2026-07-31 12:42:32 UTC | hp05_04_CH_ZUESTA | hp05 | 04_CH | ZUESTA | component | FlexibilityPotential | building_name | BUI1
2026-07-31 12:42:32 UTC | hp05_04_CH_ZUESTA | hp05 | 04_CH | ZUESTA | component | FlexibilityPotential | name | FlexibilityPotential
2026-07-31 12:42:32 UTC | hp05_04_CH_ZUESTA | hp05 | 04_CH | ZUESTA | component | FlexibilityPotential | fallback_heating_cop | 1
2026-07-31 12:42:32 UTC | hp05_04_CH_ZUESTA | hp05 | 04_CH | ZUESTA | component | FlexibilityPotential | fallback_cooling_eer
2026-07-31 12:42:32 UTC | hp05_04_CH_ZUESTA | hp05 | 04_CH | ZUESTA | component | BatteryStoredEnergyWh | building_name | BUI1
2026-07-31 12:42:32 UTC | hp05_04_CH_ZUESTA | hp05 | 04_CH | ZUESTA | component | BatteryStoredEnergyWh | name | BatteryStoredEnergyWh
2026-07-31 12:42:32 UTC | hp05_04_CH_ZUESTA | hp05 | 04_CH | ZUESTA | component | BatteryStoredEnergyWh | capacity_in_kwh | 14.35
2026-07-31 12:42:32 UTC | hp05_04_CH_ZUESTA | hp05 | 04_CH | ZUESTA | component | EvStoredEnergyWhSum | building_name | BUI1
2026-07-31 12:42:32 UTC | hp05_04_CH_ZUESTA | hp05 | 04_CH | ZUESTA | component | EvStoredEnergyWhSum | name | EvStoredEnergyWhSum
2026-07-31 12:42:32 UTC | hp05_04_CH_ZUESTA | hp05 | 04_CH | ZUESTA | component | EvStoredEnergyWhSum | loadtype | LoadTypes.ELECTRICITY
2026-07-31 12:42:32 UTC | hp05_04_CH_ZUESTA | hp05 | 04_CH | ZUESTA | component | EvStoredEnergyWhSum | unit | Units.WATT_HOUR
2026-07-31 12:42:32 UTC | hp05_04_CH_ZUESTA | hp05 | 04_CH | ZUESTA | component | Car_2_22kW_Charging_Power_avg_Speed_30_kmh_1 | building_name | BUI1
2026-07-31 12:42:32 UTC | hp05_04_CH_ZUESTA | hp05 | 04_CH | ZUESTA | component | Car_2_22kW_Charging_Power_avg_Speed_30_kmh_1 | name | Car_2_22kW_Charging_Power_avg_Speed_30_kmh_1
2026-07-31 12:42:32 UTC | hp05_04_CH_ZUESTA | hp05 | 04_CH | ZUESTA | component | Car_2_22kW_Charging_Power_avg_Speed_30_kmh_1 | source_weight | 1
2026-07-31 12:42:32 UTC | hp05_04_CH_ZUESTA | hp05 | 04_CH | ZUESTA | component | Car_2_22kW_Charging_Power_avg_Speed_30_kmh_1 | fuel | LoadTypes.ELECTRICITY
2026-07-31 12:42:32 UTC | hp05_04_CH_ZUESTA | hp05 | 04_CH | ZUESTA | component | Car_2_22kW_Charging_Power_avg_Speed_30_kmh_1 | consumption_per_km | 0.15
2026-07-31 12:42:32 UTC | hp05_04_CH_ZUESTA | hp05 | 04_CH | ZUESTA | component | Car_2_22kW_Charging_Power_avg_Speed_30_kmh_1 | device_co2_footprint_in_kg | 8899.4
2026-07-31 12:42:32 UTC | hp05_04_CH_ZUESTA | hp05 | 04_CH | ZUESTA | component | Car_2_22kW_Charging_Power_avg_Speed_30_kmh_1 | investment_costs_in_euro | 44498
2026-07-31 12:42:32 UTC | hp05_04_CH_ZUESTA | hp05 | 04_CH | ZUESTA | component | Car_2_22kW_Charging_Power_avg_Speed_30_kmh_1 | lifetime_in_years | 18
2026-07-31 12:42:32 UTC | hp05_04_CH_ZUESTA | hp05 | 04_CH | ZUESTA | component | Car_2_22kW_Charging_Power_avg_Speed_30_kmh_1 | maintenance_costs_in_euro_per_year | 89
2026-07-31 12:42:32 UTC | hp05_04_CH_ZUESTA | hp05 | 04_CH | ZUESTA | component | CarBattery_1 | building_name | BUI1
2026-07-31 12:42:32 UTC | hp05_04_CH_ZUESTA | hp05 | 04_CH | ZUESTA | component | CarBattery_1 | name | CarBattery_1
2026-07-31 12:42:32 UTC | hp05_04_CH_ZUESTA | hp05 | 04_CH | ZUESTA | component | CarBattery_1 | source_weight | 4
2026-07-31 12:42:32 UTC | hp05_04_CH_ZUESTA | hp05 | 04_CH | ZUESTA | component | CarBattery_1 | system_id | SG1
2026-07-31 12:42:32 UTC | hp05_04_CH_ZUESTA | hp05 | 04_CH | ZUESTA | component | CarBattery_1 | p_inv_custom | 10000
2026-07-31 12:42:32 UTC | hp05_04_CH_ZUESTA | hp05 | 04_CH | ZUESTA | component | CarBattery_1 | e_bat_custom | 30
2026-07-31 12:42:32 UTC | hp05_04_CH_ZUESTA | hp05 | 04_CH | ZUESTA | component | CarBattery_1 | charge | 0
2026-07-31 12:42:32 UTC | hp05_04_CH_ZUESTA | hp05 | 04_CH | ZUESTA | component | CarBattery_1 | discharge | 0
2026-07-31 12:42:32 UTC | hp05_04_CH_ZUESTA | hp05 | 04_CH | ZUESTA | component | L1EVChargeControl_1 | building_name | BUI1
2026-07-31 12:42:32 UTC | hp05_04_CH_ZUESTA | hp05 | 04_CH | ZUESTA | component | L1EVChargeControl_1 | name | L1EVChargeControl_1
2026-07-31 12:42:32 UTC | hp05_04_CH_ZUESTA | hp05 | 04_CH | ZUESTA | component | L1EVChargeControl_1 | source_weight | 4
2026-07-31 12:42:32 UTC | hp05_04_CH_ZUESTA | hp05 | 04_CH | ZUESTA | component | L1EVChargeControl_1 | battery_set | 0.8
2026-07-31 12:42:32 UTC | hp05_04_CH_ZUESTA | hp05 | 04_CH | ZUESTA | component | L1EVChargeControl_1 | lower_threshold_charging_power | 37
2026-07-31 12:42:32 UTC | hp05_04_CH_ZUESTA | hp05 | 04_CH | ZUESTA | component | L1EVChargeControl_1 | device_co2_footprint_in_kg | 100
2026-07-31 12:42:32 UTC | hp05_04_CH_ZUESTA | hp05 | 04_CH | ZUESTA | component | L1EVChargeControl_1 | investment_costs_in_euro | 1000
2026-07-31 12:42:32 UTC | hp05_04_CH_ZUESTA | hp05 | 04_CH | ZUESTA | component | L1EVChargeControl_1 | lifetime_in_years | 10
2026-07-31 12:42:32 UTC | hp05_04_CH_ZUESTA | hp05 | 04_CH | ZUESTA | component | L1EVChargeControl_1 | maintenance_costs_in_euro_per_year | 5
2026-07-31 12:42:32 UTC | hp05_05_CH_ZUESTA | hp05 | 05_CH | ZUESTA | simulation | SimulationParameters | year | 2050
2026-07-31 12:42:32 UTC | hp05_05_CH_ZUESTA | hp05 | 05_CH | ZUESTA | simulation | SimulationParameters | seconds_per_timestep | 9 | s
2026-07-31 12:42:32 UTC | hp05_05_CH_ZUESTA | hp05 | 05_CH | ZUESTA | simulation | SimulationParameters | country | CH
2026-07-31 12:42:32 UTC | hp05_05_CH_ZUESTA | hp05 | 05_CH | ZUESTA | cli | cli_overrides | ARCH | 05_CH
2026-07-31 12:42:32 UTC | hp05_05_CH_ZUESTA | hp05 | 05_CH | ZUESTA | cli | cli_overrides | WEATHER | ZUESTA
2026-07-31 12:42:32 UTC | hp05_05_CH_ZUESTA | hp05 | 05_CH | ZUESTA | cli | cli_overrides | TIME_HORIZON | future
2026-07-31 12:42:32 UTC | hp05_05_CH_ZUESTA | hp05 | 05_CH | ZUESTA | cli | cli_overrides | SCENARIO | none
2026-07-31 12:42:32 UTC | hp05_05_CH_ZUESTA | hp05 | 05_CH | ZUESTA | cli | cli_overrides | OCC | SIA2024
2026-07-31 12:42:32 UTC | hp05_05_CH_ZUESTA | hp05 | 05_CH | ZUESTA | cli | cli_overrides | HEATGEN_SIZING | IDEAL_LOOKUP
2026-07-31 12:42:32 UTC | hp05_05_CH_ZUESTA | hp05 | 05_CH | ZUESTA | cli | cli_overrides | HP_MODEL | ROTEX Heating Systems GmbH / HPSU compact 508
2026-07-31 12:42:32 UTC | hp05_05_CH_ZUESTA | hp05 | 05_CH | ZUESTA | cli | cli_overrides | HP_NOMINAL_POWER_W | 5510
2026-07-31 12:42:32 UTC | hp05_05_CH_ZUESTA | hp05 | 05_CH | ZUESTA | cli | cli_overrides | HP_SHARE_OF_IDEAL | 0.8
2026-07-31 12:42:32 UTC | hp05_05_CH_ZUESTA | hp05 | 05_CH | ZUESTA | component | EvStoredEnergyWh_1 | building_name | BUI1
2026-07-31 12:42:32 UTC | hp05_05_CH_ZUESTA | hp05 | 05_CH | ZUESTA | component | EvStoredEnergyWh_1 | name | EvStoredEnergyWh_1
2026-07-31 12:42:32 UTC | hp05_05_CH_ZUESTA | hp05 | 05_CH | ZUESTA | component | EvStoredEnergyWh_1 | capacity_in_kwh | 3
2026-07-31 12:42:32 UTC | hp05_05_CH_ZUESTA | hp05 | 05_CH | ZUESTA | internal_loads | SIA2024Occupancy | conditioned_floor_area_in_m2 | 2
2026-07-31 12:42:32 UTC | hp05_05_CH_ZUESTA | hp05 | 05_CH | ZUESTA | internal_loads | SIA2024Occupancy | appliances_load_w_per_m2 | 1
2026-07-31 12:42:32 UTC | hp05_05_CH_ZUESTA | hp05 | 05_CH | ZUESTA | internal_loads | SIA2024Occupancy | lighting_load_w_per_m2 | 3
2026-07-31 12:42:32 UTC | hp05_05_CH_ZUESTA | hp05 | 05_CH | ZUESTA | internal_loads | SIA2024Occupancy | lighting_annual_full_load_hours | 846
2026-07-31 12:42:32 UTC | hp05_05_CH_ZUESTA | hp05 | 05_CH | ZUESTA | internal_loads | SIA2024Occupancy | appliances_yearly_utilization_per_month | 0.7995
2026-07-31 12:42:32 UTC | hp05_05_CH_ZUESTA | hp05 | 05_CH | ZUESTA | weather | Weather | source_path | C:\Users\het\HiSim\hisim\inputs\weather\custom_csv\Zurich\NABZUE_2060_RCP85_DRY.csv
2026-07-31 12:42:32 UTC | hp05_05_CH_ZUESTA | hp05 | 05_CH | ZUESTA | weather | Weather | location | Zurich
2026-07-31 12:42:32 UTC | hp05_05_CH_ZUESTA | hp05 | 05_CH | ZUESTA | weather | Weather | name | Weather
2026-07-31 12:42:32 UTC | hp05_05_CH_ZUESTA | hp05 | 05_CH | ZUESTA | pv | PVSystem | power_in_watt | 15123.8
2026-07-31 12:42:32 UTC | hp05_05_CH_ZUESTA | hp05 | 05_CH | ZUESTA | pv | PVSystem | tilt | 30
2026-07-31 12:42:32 UTC | hp05_05_CH_ZUESTA | hp05 | 05_CH | ZUESTA | pv | PVSystem | azimuth | 180
2026-07-31 12:42:32 UTC | hp05_05_CH_ZUESTA | hp05 | 05_CH | ZUESTA | pv | PVSystem | location | ZUESTA
2026-07-31 12:42:32 UTC | hp05_05_CH_ZUESTA | hp05 | 05_CH | ZUESTA | component | ElectricityMeter | building_name | BUI1
2026-07-31 12:42:32 UTC | hp05_05_CH_ZUESTA | hp05 | 05_CH | ZUESTA | component | ElectricityMeter | name | ElectricityMeter
2026-07-31 12:42:32 UTC | hp05_05_CH_ZUESTA | hp05 | 05_CH | ZUESTA | component | L2EMSElectricityController | building_name | BUI1
2026-07-31 12:42:32 UTC | hp05_05_CH_ZUESTA | hp05 | 05_CH | ZUESTA | component | L2EMSElectricityController | name | L2EMSElectricityController
2026-07-31 12:42:32 UTC | hp05_05_CH_ZUESTA | hp05 | 05_CH | ZUESTA | component | L2EMSElectricityController | strategy | optimize_own_consumption
2026-07-31 12:42:32 UTC | hp05_05_CH_ZUESTA | hp05 | 05_CH | ZUESTA | component | L2EMSElectricityController | limit_to_shave | 0
2026-07-31 12:42:32 UTC | hp05_05_CH_ZUESTA | hp05 | 05_CH | ZUESTA | component | L2EMSElectricityController | building_indoor_temperature_offset_value | 2
2026-07-31 12:42:32 UTC | hp05_05_CH_ZUESTA | hp05 | 05_CH | ZUESTA | component | L2EMSElectricityController | domestic_hot_water_storage_temperature_offset_value | 10
2026-07-31 12:42:32 UTC | hp05_05_CH_ZUESTA | hp05 | 05_CH | ZUESTA | component | L2EMSElectricityController | space_heating_water_storage_temperature_offset_value | 10
2026-07-31 12:42:32 UTC | hp05_05_CH_ZUESTA | hp05 | 05_CH | ZUESTA | building | Building | building_name | 1971_1980
2026-07-31 12:42:32 UTC | hp05_05_CH_ZUESTA | hp05 | 05_CH | ZUESTA | building | Building | building_code | AT.N.SFH.04.Gen.ReEx.001.002
2026-07-31 12:42:32 UTC | hp05_05_CH_ZUESTA | hp05 | 05_CH | ZUESTA | building | Building | building_heat_capacity_class | medium
2026-07-31 12:42:32 UTC | hp05_05_CH_ZUESTA | hp05 | 05_CH | ZUESTA | building | Building | absolute_conditioned_floor_area_in_m2 | 200
2026-07-31 12:42:32 UTC | hp05_05_CH_ZUESTA | hp05 | 05_CH | ZUESTA | building | Building | heating_reference_temperature_in_celsius | -8
2026-07-31 12:42:32 UTC | hp05_05_CH_ZUESTA | hp05 | 05_CH | ZUESTA | building | Building | floor_u_value_in_watt_per_m2_per_kelvin | 0.88
2026-07-31 12:42:32 UTC | hp05_05_CH_ZUESTA | hp05 | 05_CH | ZUESTA | building | Building | floor_area_in_m2 | 102.9
2026-07-31 12:42:32 UTC | hp05_05_CH_ZUESTA | hp05 | 05_CH | ZUESTA | building | Building | facade_u_value_in_watt_per_m2_per_kelvin | 0.56
2026-07-31 12:42:32 UTC | hp05_05_CH_ZUESTA | hp05 | 05_CH | ZUESTA | building | Building | facade_area_in_m2 | 162.6
2026-07-31 12:42:32 UTC | hp05_05_CH_ZUESTA | hp05 | 05_CH | ZUESTA | building | Building | roof_u_value_in_watt_per_m2_per_kelvin | 0.41
2026-07-31 12:42:32 UTC | hp05_05_CH_ZUESTA | hp05 | 05_CH | ZUESTA | building | Building | roof_area_in_m2 | 114.7
2026-07-31 12:42:32 UTC | hp05_05_CH_ZUESTA | hp05 | 05_CH | ZUESTA | building | Building | window_u_value_in_watt_per_m2_per_kelvin | 1.7
2026-07-31 12:42:32 UTC | hp05_05_CH_ZUESTA | hp05 | 05_CH | ZUESTA | building | Building | window_area_in_m2 | 32
2026-07-31 12:42:32 UTC | hp05_05_CH_ZUESTA | hp05 | 05_CH | ZUESTA | building | Building | door_u_value_in_watt_per_m2_per_kelvin
2026-07-31 12:42:32 UTC | hp05_05_CH_ZUESTA | hp05 | 05_CH | ZUESTA | building | Building | door_area_in_m2
2026-07-31 12:42:32 UTC | hp05_05_CH_ZUESTA | hp05 | 05_CH | ZUESTA | building | Building | set_heating_temperature_in_celsius | 20.5
2026-07-31 12:42:32 UTC | hp05_05_CH_ZUESTA | hp05 | 05_CH | ZUESTA | building | Building | set_cooling_temperature_in_celsius | 25
2026-07-31 12:42:32 UTC | hp05_05_CH_ZUESTA | hp05 | 05_CH | ZUESTA | building | Building | natural_ventilation_m3_per_h_per_person | 29
2026-07-31 12:42:32 UTC | hp05_05_CH_ZUESTA | hp05 | 05_CH | ZUESTA | building | Building | sia_natural_ventilation_m3_per_h_per_m2 | 0.6
2026-07-31 12:42:32 UTC | hp05_05_CH_ZUESTA | hp05 | 05_CH | ZUESTA | building | Building | swiss_infiltration_rate_per_h | 0.3
2026-07-31 12:42:32 UTC | hp05_05_CH_ZUESTA | hp05 | 05_CH | ZUESTA | building | Building | heating_demand_mode | iso13790
2026-07-31 12:42:32 UTC | hp05_05_CH_ZUESTA | hp05 | 05_CH | ZUESTA | building | Building | operative_heating_proportional_band_in_celsius | 1
2026-07-31 12:42:32 UTC | hp05_05_CH_ZUESTA | hp05 | 05_CH | ZUESTA | building | Building | operative_heating_proportional_gain | 1
2026-07-31 12:42:32 UTC | hp05_05_CH_ZUESTA | hp05 | 05_CH | ZUESTA | building | Building | control_comfort_lower_bound_shift_in_celsius
2026-07-31 12:42:32 UTC | hp05_05_CH_ZUESTA | hp05 | 05_CH | ZUESTA | building | Building | comfort_aware_seasonal_heating_gate | true
2026-07-31 12:42:32 UTC | hp05_05_CH_ZUESTA | hp05 | 05_CH | ZUESTA | component | StrictComfortDemandController | building_name | BUI1
2026-07-31 12:42:32 UTC | hp05_05_CH_ZUESTA | hp05 | 05_CH | ZUESTA | component | StrictComfortDemandController | name | StrictComfortDemandController
2026-07-31 12:42:32 UTC | hp05_05_CH_ZUESTA | hp05 | 05_CH | ZUESTA | component | StrictComfortDemandController | temperature_air_heating_in_celsius | 20.5
2026-07-31 12:42:32 UTC | hp05_05_CH_ZUESTA | hp05 | 05_CH | ZUESTA | component | StrictComfortDemandController | temperature_air_cooling_in_celsius | 24
2026-07-31 12:42:32 UTC | hp05_05_CH_ZUESTA | hp05 | 05_CH | ZUESTA | component | StrictComfortDemandController | offset | 0.5
2026-07-31 12:42:32 UTC | hp05_05_CH_ZUESTA | hp05 | 05_CH | ZUESTA | component | StrictComfortDemandController | mode | 2
2026-07-31 12:42:32 UTC | hp05_05_CH_ZUESTA | hp05 | 05_CH | ZUESTA | component | StrictComfortDemandController | use_adaptive_comfort_band | true
2026-07-31 12:42:32 UTC | hp05_05_CH_ZUESTA | hp05 | 05_CH | ZUESTA | component | StrictComfortDemandController | control_strategy | strict_comfort_band_v1
2026-07-31 12:42:32 UTC | hp05_05_CH_ZUESTA | hp05 | 05_CH | ZUESTA | component | StrictComfortDemandController | comfort_band_inner_offset_in_celsius | 0.5
2026-07-31 12:42:32 UTC | hp05_05_CH_ZUESTA | hp05 | 05_CH | ZUESTA | component | StrictComfortDemandController | comfort_band_inner_offset_lower_in_celsius | 1
2026-07-31 12:42:32 UTC | hp05_05_CH_ZUESTA | hp05 | 05_CH | ZUESTA | component | StrictComfortDemandController | comfort_band_inner_offset_upper_in_celsius | 0.5
2026-07-31 12:42:32 UTC | hp05_05_CH_ZUESTA | hp05 | 05_CH | ZUESTA | component | StrictComfortDemandController | heating_disabled_above_running_mean_outdoor_temperature_in_celsius | 18
2026-07-31 12:42:32 UTC | hp05_05_CH_ZUESTA | hp05 | 05_CH | ZUESTA | component | StrictComfortDemandController | cooling_enabled_above_running_mean_outdoor_temperature_in_celsius | 22
2026-07-31 12:42:32 UTC | hp05_05_CH_ZUESTA | hp05 | 05_CH | ZUESTA | component | ComfortBandHeatingDemand | building_name | BUI1
2026-07-31 12:42:32 UTC | hp05_05_CH_ZUESTA | hp05 | 05_CH | ZUESTA | component | ComfortBandHeatingDemand | name | ComfortBandHeatingDemand
2026-07-31 12:42:32 UTC | hp05_05_CH_ZUESTA | hp05 | 05_CH | ZUESTA | component | ComfortBandHeatingDemand | max_heating_power_in_watt | 10096.4
2026-07-31 12:42:32 UTC | hp05_05_CH_ZUESTA | hp05 | 05_CH | ZUESTA | component | ComfortBandHeatingDemand | proportional_gain_in_watt_per_kelvin | 20192.9
2026-07-31 12:42:32 UTC | hp05_05_CH_ZUESTA | hp05 | 05_CH | ZUESTA | component | StrictComfortSetpointModifier | building_name | BUI1
2026-07-31 12:42:32 UTC | hp05_05_CH_ZUESTA | hp05 | 05_CH | ZUESTA | component | StrictComfortSetpointModifier | name | StrictComfortSetpointModifier
2026-07-31 12:42:32 UTC | hp05_05_CH_ZUESTA | hp05 | 05_CH | ZUESTA | component | StrictComfortSetpointModifier | base_heating_setpoint_in_celsius | 20.5
2026-07-31 12:42:32 UTC | hp05_05_CH_ZUESTA | hp05 | 05_CH | ZUESTA | component | StrictComfortSetpointModifier | recovery_gain | 5
2026-07-31 12:42:32 UTC | hp05_05_CH_ZUESTA | hp05 | 05_CH | ZUESTA | component | StrictComfortSetpointModifier | max_recovery_boost_in_celsius | 5
2026-07-31 12:42:32 UTC | hp05_05_CH_ZUESTA | hp05 | 05_CH | ZUESTA | component | StrictComfortSetpointModifier | clamp_min_modifier_in_celsius
2026-07-31 12:42:32 UTC | hp05_05_CH_ZUESTA | hp05 | 05_CH | ZUESTA | component | StrictComfortSetpointModifier | clamp_max_modifier_in_celsius | 15
2026-07-31 12:42:32 UTC | hp05_05_CH_ZUESTA | hp05 | 05_CH | ZUESTA | component | TotalThermalBuildingDemand | building_name | BUI1
2026-07-31 12:42:32 UTC | hp05_05_CH_ZUESTA | hp05 | 05_CH | ZUESTA | component | TotalThermalBuildingDemand | name | TotalThermalBuildingDemand
2026-07-31 12:42:32 UTC | hp05_05_CH_ZUESTA | hp05 | 05_CH | ZUESTA | component | TotalThermalBuildingDemand | loadtype | LoadTypes.ANY
2026-07-31 12:42:32 UTC | hp05_05_CH_ZUESTA | hp05 | 05_CH | ZUESTA | component | TotalThermalBuildingDemand | unit | Units.WATT
2026-07-31 12:42:32 UTC | hp05_05_CH_ZUESTA | hp05 | 05_CH | ZUESTA | component | HeatDistributionController | building_name | BUI1
2026-07-31 12:42:32 UTC | hp05_05_CH_ZUESTA | hp05 | 05_CH | ZUESTA | component | HeatDistributionController | name | HeatDistributionController
2026-07-31 12:42:32 UTC | hp05_05_CH_ZUESTA | hp05 | 05_CH | ZUESTA | component | HeatDistributionController | heating_system | HeatDistributionSystemType.FLOORHEATING
2026-07-31 12:42:32 UTC | hp05_05_CH_ZUESTA | hp05 | 05_CH | ZUESTA | component | HeatDistributionController | set_heating_threshold_outside_temperature_in_celsius | 16
2026-07-31 12:42:32 UTC | hp05_05_CH_ZUESTA | hp05 | 05_CH | ZUESTA | component | HeatDistributionController | heating_reference_temperature_in_celsius | -8
2026-07-31 12:42:32 UTC | hp05_05_CH_ZUESTA | hp05 | 05_CH | ZUESTA | component | HeatDistributionController | set_heating_temperature_for_building_in_celsius | 20.5
2026-07-31 12:42:32 UTC | hp05_05_CH_ZUESTA | hp05 | 05_CH | ZUESTA | component | HeatDistributionController | set_cooling_temperature_for_building_in_celsius | 25
2026-07-31 12:42:32 UTC | hp05_05_CH_ZUESTA | hp05 | 05_CH | ZUESTA | component | HeatDistributionController | heating_load_of_building_in_watt | 10096.4
2026-07-31 12:42:32 UTC | hp05_05_CH_ZUESTA | hp05 | 05_CH | ZUESTA | heat_distribution | HeatDistributionSystem | absolute_conditioned_floor_area_in_m2 | 2
2026-07-31 12:42:32 UTC | hp05_05_CH_ZUESTA | hp05 | 05_CH | ZUESTA | thermal_storage | SimpleHotWaterStorage | volume_heating_water_storage_in_liter | 504.8
2026-07-31 12:42:32 UTC | hp05_05_CH_ZUESTA | hp05 | 05_CH | ZUESTA | component | BufferRemainingCapacity60C | building_name | BUI1
2026-07-31 12:42:32 UTC | hp05_05_CH_ZUESTA | hp05 | 05_CH | ZUESTA | component | BufferRemainingCapacity60C | name | BufferRemainingCapacity60C
2026-07-31 12:42:32 UTC | hp05_05_CH_ZUESTA | hp05 | 05_CH | ZUESTA | component | BufferRemainingCapacity60C | volume_heating_water_storage_in_liter | 504.8
2026-07-31 12:42:32 UTC | hp05_05_CH_ZUESTA | hp05 | 05_CH | ZUESTA | component | BufferRemainingCapacity60C | max_temperature_in_celsius | 6
2026-07-31 12:42:32 UTC | hp05_05_CH_ZUESTA | hp05 | 05_CH | ZUESTA | component | BufferRemainingCapacity60C | water_density_kg_per_liter | 0.992
2026-07-31 12:42:32 UTC | hp05_05_CH_ZUESTA | hp05 | 05_CH | ZUESTA | component | BufferRemainingCapacity60C | water_specific_heat_capacity_j_per_kg_per_k | 4180
2026-07-31 12:42:32 UTC | hp05_05_CH_ZUESTA | hp05 | 05_CH | ZUESTA | component | HeatPumpControllerSH | building_name | BUI1
2026-07-31 12:42:32 UTC | hp05_05_CH_ZUESTA | hp05 | 05_CH | ZUESTA | component | HeatPumpControllerSH | name | HeatPumpControllerSH
2026-07-31 12:42:32 UTC | hp05_05_CH_ZUESTA | hp05 | 05_CH | ZUESTA | component | HeatPumpControllerSH | mode | 2
2026-07-31 12:42:32 UTC | hp05_05_CH_ZUESTA | hp05 | 05_CH | ZUESTA | component | HeatPumpControllerSH | set_heating_threshold_outside_temperature_in_celsius | 16
2026-07-31 12:42:32 UTC | hp05_05_CH_ZUESTA | hp05 | 05_CH | ZUESTA | component | HeatPumpControllerSH | set_cooling_threshold_outside_temperature_in_celsius | 22
2026-07-31 12:42:32 UTC | hp05_05_CH_ZUESTA | hp05 | 05_CH | ZUESTA | component | HeatPumpControllerSH | upper_temperature_offset_for_state_conditions_in_celsius | 1
2026-07-31 12:42:32 UTC | hp05_05_CH_ZUESTA | hp05 | 05_CH | ZUESTA | component | HeatPumpControllerSH | lower_temperature_offset_for_state_conditions_in_celsius | 1
2026-07-31 12:42:32 UTC | hp05_05_CH_ZUESTA | hp05 | 05_CH | ZUESTA | component | HeatPumpControllerSH | heat_distribution_system_type | HeatDistributionSystemType.FLOORHEATING
2026-07-31 12:42:32 UTC | hp05_05_CH_ZUESTA | hp05 | 05_CH | ZUESTA | component | HeatPumpControllerDHW | building_name | BUI1
2026-07-31 12:42:32 UTC | hp05_05_CH_ZUESTA | hp05 | 05_CH | ZUESTA | component | HeatPumpControllerDHW | name | HeatPumpControllerDHW
2026-07-31 12:42:32 UTC | hp05_05_CH_ZUESTA | hp05 | 05_CH | ZUESTA | component | HeatPumpControllerDHW | t_min_dhw_storage_in_celsius | 4
2026-07-31 12:42:32 UTC | hp05_05_CH_ZUESTA | hp05 | 05_CH | ZUESTA | component | HeatPumpControllerDHW | t_max_dhw_storage_in_celsius | 6
2026-07-31 12:42:32 UTC | hp05_05_CH_ZUESTA | hp05 | 05_CH | ZUESTA | component | HeatPumpControllerDHW | thermalpower_dhw_is_constant | false
2026-07-31 12:42:32 UTC | hp05_05_CH_ZUESTA | hp05 | 05_CH | ZUESTA | component | HeatPumpControllerDHW | p_th_max_dhw_in_watt | 5000
2026-07-31 12:42:32 UTC | hp05_05_CH_ZUESTA | hp05 | 05_CH | ZUESTA | heat_generator | HeatPumpHPLib | set_thermal_output_power_in_watt | 5510
2026-07-31 12:42:32 UTC | hp05_05_CH_ZUESTA | hp05 | 05_CH | ZUESTA | heat_generator | HeatPumpHPLib | flow_temperature_in_celsius | 35
2026-07-31 12:42:32 UTC | hp05_05_CH_ZUESTA | hp05 | 05_CH | ZUESTA | heat_generator | HeatPumpHPLib | heating_reference_temperature_in_celsius | -7
2026-07-31 12:42:32 UTC | hp05_05_CH_ZUESTA | hp05 | 05_CH | ZUESTA | heat_generator | HeatPumpHPLib | with_domestic_hot_water_preparation | true
2026-07-31 12:42:32 UTC | hp05_05_CH_ZUESTA | hp05 | 05_CH | ZUESTA | heat_generator | HeatPumpHPLib | minimum_running_time_in_seconds | 14400
2026-07-31 12:42:32 UTC | hp05_05_CH_ZUESTA | hp05 | 05_CH | ZUESTA | heat_generator | HeatPumpHPLib | minimum_idle_time_in_seconds | 900
2026-07-31 12:42:32 UTC | hp05_05_CH_ZUESTA | hp05 | 05_CH | ZUESTA | heat_generator | HeatPumpHPLib | group_id | 1
2026-07-31 12:42:32 UTC | hp05_05_CH_ZUESTA | hp05 | 05_CH | ZUESTA | component | OilBoilerControllerPeak | building_name | BUI1
2026-07-31 12:42:32 UTC | hp05_05_CH_ZUESTA | hp05 | 05_CH | ZUESTA | component | OilBoilerControllerPeak | name | OilBoilerControllerPeak
2026-07-31 12:42:32 UTC | hp05_05_CH_ZUESTA | hp05 | 05_CH | ZUESTA | component | OilBoilerControllerPeak | is_modulating | true
2026-07-31 12:42:32 UTC | hp05_05_CH_ZUESTA | hp05 | 05_CH | ZUESTA | component | OilBoilerControllerPeak | set_heating_threshold_outside_temperature_in_celsius | 16
2026-07-31 12:42:32 UTC | hp05_05_CH_ZUESTA | hp05 | 05_CH | ZUESTA | component | OilBoilerControllerPeak | minimal_thermal_power_in_watt | 0
2026-07-31 12:42:32 UTC | hp05_05_CH_ZUESTA | hp05 | 05_CH | ZUESTA | component | OilBoilerControllerPeak | maximal_thermal_power_in_watt | 1240
2026-07-31 12:42:32 UTC | hp05_05_CH_ZUESTA | hp05 | 05_CH | ZUESTA | component | OilBoilerControllerPeak | set_temperature_difference_for_full_power | 5
2026-07-31 12:42:32 UTC | hp05_05_CH_ZUESTA | hp05 | 05_CH | ZUESTA | component | OilBoilerControllerPeak | minimum_runtime_in_seconds | 1800
2026-07-31 12:42:32 UTC | hp05_05_CH_ZUESTA | hp05 | 05_CH | ZUESTA | component | OilBoilerControllerPeak | minimum_resting_time_in_seconds | 1800
2026-07-31 12:42:32 UTC | hp05_05_CH_ZUESTA | hp05 | 05_CH | ZUESTA | component | OilBoilerControllerPeak | with_domestic_hot_water_preparation | false
2026-07-31 12:42:32 UTC | hp05_05_CH_ZUESTA | hp05 | 05_CH | ZUESTA | component | OilBoilerControllerPeak | secondary_mode | false
2026-07-31 12:42:32 UTC | hp05_05_CH_ZUESTA | hp05 | 05_CH | ZUESTA | component | OilBoilerControllerPeak | hysteresis_water_temperature_offset | 2
2026-07-31 12:42:32 UTC | hp05_05_CH_ZUESTA | hp05 | 05_CH | ZUESTA | component | OilBoilerControllerPeak | seasonal_modulation_minimum_enabled | false
2026-07-31 12:42:32 UTC | hp05_05_CH_ZUESTA | hp05 | 05_CH | ZUESTA | component | OilBoilerControllerPeak | winter_modulation_minimum_thermal_power_in_watt
2026-07-31 12:42:32 UTC | hp05_05_CH_ZUESTA | hp05 | 05_CH | ZUESTA | component | OilBoilerControllerPeak | summer_modulation_minimum_thermal_power_in_watt
2026-07-31 12:42:32 UTC | hp05_05_CH_ZUESTA | hp05 | 05_CH | ZUESTA | component | OilBoilerControllerPeak | summer_modulation_daily_avg_outdoor_temperature_threshold_celsius | 16
2026-07-31 12:42:32 UTC | hp05_05_CH_ZUESTA | hp05 | 05_CH | ZUESTA | component | OilBoilerPeak | building_name | BUI1
2026-07-31 12:42:32 UTC | hp05_05_CH_ZUESTA | hp05 | 05_CH | ZUESTA | component | OilBoilerPeak | name | OilBoilerPeak
2026-07-31 12:42:32 UTC | hp05_05_CH_ZUESTA | hp05 | 05_CH | ZUESTA | component | OilBoilerPeak | energy_carrier | LoadTypes.OIL
2026-07-31 12:42:32 UTC | hp05_05_CH_ZUESTA | hp05 | 05_CH | ZUESTA | component | OilBoilerPeak | boiler_type | BoilerType.CONVENTIONAL
2026-07-31 12:42:32 UTC | hp05_05_CH_ZUESTA | hp05 | 05_CH | ZUESTA | component | OilBoilerPeak | minimal_thermal_power_in_watt | 0
2026-07-31 12:42:32 UTC | hp05_05_CH_ZUESTA | hp05 | 05_CH | ZUESTA | component | OilBoilerPeak | maximal_thermal_power_in_watt | 1240
2026-07-31 12:42:32 UTC | hp05_05_CH_ZUESTA | hp05 | 05_CH | ZUESTA | component | OilBoilerPeak | eff_th_min | 0.6
2026-07-31 12:42:32 UTC | hp05_05_CH_ZUESTA | hp05 | 05_CH | ZUESTA | component | OilBoilerPeak | eff_th_max | 0.9
2026-07-31 12:42:32 UTC | hp05_05_CH_ZUESTA | hp05 | 05_CH | ZUESTA | component | OilBoilerPeak | temperature_delta_in_celsius | 20
2026-07-31 12:42:32 UTC | hp05_05_CH_ZUESTA | hp05 | 05_CH | ZUESTA | component | OilBoilerPeak | consumption_in_kilowatt_hour | 0
2026-07-31 12:42:32 UTC | hp05_05_CH_ZUESTA | hp05 | 05_CH | ZUESTA | component | FuelMeter | building_name | BUI1
2026-07-31 12:42:32 UTC | hp05_05_CH_ZUESTA | hp05 | 05_CH | ZUESTA | component | FuelMeter | name | FuelMeter
2026-07-31 12:42:32 UTC | hp05_05_CH_ZUESTA | hp05 | 05_CH | ZUESTA | component | FuelMeter | fuel_loadtype | LoadTypes.OIL
2026-07-31 12:42:32 UTC | hp05_05_CH_ZUESTA | hp05 | 05_CH | ZUESTA | component | FuelMeter | heating_value_of_fuel_in_kwh_per_liter | 9.822
2026-07-31 12:42:32 UTC | hp05_05_CH_ZUESTA | hp05 | 05_CH | ZUESTA | component | FuelMeter | fuel_density_in_kg_per_m3 | 83
2026-07-31 12:42:32 UTC | hp05_05_CH_ZUESTA | hp05 | 05_CH | ZUESTA | component | HeatGeneratorTotalThermalPower | building_name | BUI1
2026-07-31 12:42:32 UTC | hp05_05_CH_ZUESTA | hp05 | 05_CH | ZUESTA | component | HeatGeneratorTotalThermalPower | name | HeatGeneratorTotalThermalPower
2026-07-31 12:42:32 UTC | hp05_05_CH_ZUESTA | hp05 | 05_CH | ZUESTA | component | HeatGeneratorTotalThermalPower | loadtype | LoadTypes.ANY
2026-07-31 12:42:32 UTC | hp05_05_CH_ZUESTA | hp05 | 05_CH | ZUESTA | component | HeatGeneratorTotalThermalPower | unit | Units.WATT
2026-07-31 12:42:32 UTC | hp05_05_CH_ZUESTA | hp05 | 05_CH | ZUESTA | component | HeatGeneratorPlantDhwThermalPower | building_name | BUI1
2026-07-31 12:42:32 UTC | hp05_05_CH_ZUESTA | hp05 | 05_CH | ZUESTA | component | HeatGeneratorPlantDhwThermalPower | name | HeatGeneratorPlantDhwThermalPower
2026-07-31 12:42:32 UTC | hp05_05_CH_ZUESTA | hp05 | 05_CH | ZUESTA | component | HeatGeneratorPlantDhwThermalPower | loadtype | LoadTypes.ANY
2026-07-31 12:42:32 UTC | hp05_05_CH_ZUESTA | hp05 | 05_CH | ZUESTA | component | HeatGeneratorPlantDhwThermalPower | unit | Units.WATT
2026-07-31 12:42:32 UTC | hp05_05_CH_ZUESTA | hp05 | 05_CH | ZUESTA | component | SolarDhwThermalPower | building_name | BUI1
2026-07-31 12:42:32 UTC | hp05_05_CH_ZUESTA | hp05 | 05_CH | ZUESTA | component | SolarDhwThermalPower | name | SolarDhwThermalPower
2026-07-31 12:42:32 UTC | hp05_05_CH_ZUESTA | hp05 | 05_CH | ZUESTA | component | SolarDhwThermalPower | value_watt
2026-07-31 12:42:32 UTC | hp05_05_CH_ZUESTA | hp05 | 05_CH | ZUESTA | component | SolarDhwThermalPower | loadtype | LoadTypes.ANY
2026-07-31 12:42:32 UTC | hp05_05_CH_ZUESTA | hp05 | 05_CH | ZUESTA | component | SolarDhwThermalPower | unit | Units.WATT
2026-07-31 12:42:32 UTC | hp05_05_CH_ZUESTA | hp05 | 05_CH | ZUESTA | component | HeatGenHydraulicMixer | buildingName | BUI1
2026-07-31 12:42:32 UTC | hp05_05_CH_ZUESTA | hp05 | 05_CH | ZUESTA | component | HeatGenHydraulicMixer | name | HeatGenHydraulicMixer
2026-07-31 12:42:32 UTC | hp05_05_CH_ZUESTA | hp05 | 05_CH | ZUESTA | component | FlexibilityPotential | building_name | BUI1
2026-07-31 12:42:32 UTC | hp05_05_CH_ZUESTA | hp05 | 05_CH | ZUESTA | component | FlexibilityPotential | name | FlexibilityPotential
2026-07-31 12:42:32 UTC | hp05_05_CH_ZUESTA | hp05 | 05_CH | ZUESTA | component | FlexibilityPotential | fallback_heating_cop | 1
2026-07-31 12:42:32 UTC | hp05_05_CH_ZUESTA | hp05 | 05_CH | ZUESTA | component | FlexibilityPotential | fallback_cooling_eer
2026-07-31 12:42:32 UTC | hp05_05_CH_ZUESTA | hp05 | 05_CH | ZUESTA | component | BatteryStoredEnergyWh | building_name | BUI1
2026-07-31 12:42:32 UTC | hp05_05_CH_ZUESTA | hp05 | 05_CH | ZUESTA | component | BatteryStoredEnergyWh | name | BatteryStoredEnergyWh
2026-07-31 12:42:32 UTC | hp05_05_CH_ZUESTA | hp05 | 05_CH | ZUESTA | component | BatteryStoredEnergyWh | capacity_in_kwh | 15.12
2026-07-31 12:42:32 UTC | hp05_05_CH_ZUESTA | hp05 | 05_CH | ZUESTA | component | EvStoredEnergyWhSum | building_name | BUI1
2026-07-31 12:42:32 UTC | hp05_05_CH_ZUESTA | hp05 | 05_CH | ZUESTA | component | EvStoredEnergyWhSum | name | EvStoredEnergyWhSum
2026-07-31 12:42:32 UTC | hp05_05_CH_ZUESTA | hp05 | 05_CH | ZUESTA | component | EvStoredEnergyWhSum | loadtype | LoadTypes.ELECTRICITY
2026-07-31 12:42:32 UTC | hp05_05_CH_ZUESTA | hp05 | 05_CH | ZUESTA | component | EvStoredEnergyWhSum | unit | Units.WATT_HOUR
2026-07-31 12:42:32 UTC | hp05_05_CH_ZUESTA | hp05 | 05_CH | ZUESTA | component | Car_2_22kW_Charging_Power_avg_Speed_30_kmh_1 | building_name | BUI1
2026-07-31 12:42:32 UTC | hp05_05_CH_ZUESTA | hp05 | 05_CH | ZUESTA | component | Car_2_22kW_Charging_Power_avg_Speed_30_kmh_1 | name | Car_2_22kW_Charging_Power_avg_Speed_30_kmh_1
2026-07-31 12:42:32 UTC | hp05_05_CH_ZUESTA | hp05 | 05_CH | ZUESTA | component | Car_2_22kW_Charging_Power_avg_Speed_30_kmh_1 | source_weight | 1
2026-07-31 12:42:32 UTC | hp05_05_CH_ZUESTA | hp05 | 05_CH | ZUESTA | component | Car_2_22kW_Charging_Power_avg_Speed_30_kmh_1 | fuel | LoadTypes.ELECTRICITY
2026-07-31 12:42:32 UTC | hp05_05_CH_ZUESTA | hp05 | 05_CH | ZUESTA | component | Car_2_22kW_Charging_Power_avg_Speed_30_kmh_1 | consumption_per_km | 0.15
2026-07-31 12:42:32 UTC | hp05_05_CH_ZUESTA | hp05 | 05_CH | ZUESTA | component | Car_2_22kW_Charging_Power_avg_Speed_30_kmh_1 | device_co2_footprint_in_kg | 8899.4
2026-07-31 12:42:32 UTC | hp05_05_CH_ZUESTA | hp05 | 05_CH | ZUESTA | component | Car_2_22kW_Charging_Power_avg_Speed_30_kmh_1 | investment_costs_in_euro | 44498
2026-07-31 12:42:32 UTC | hp05_05_CH_ZUESTA | hp05 | 05_CH | ZUESTA | component | Car_2_22kW_Charging_Power_avg_Speed_30_kmh_1 | lifetime_in_years | 18
2026-07-31 12:42:32 UTC | hp05_05_CH_ZUESTA | hp05 | 05_CH | ZUESTA | component | Car_2_22kW_Charging_Power_avg_Speed_30_kmh_1 | maintenance_costs_in_euro_per_year | 89
2026-07-31 12:42:32 UTC | hp05_05_CH_ZUESTA | hp05 | 05_CH | ZUESTA | component | CarBattery_1 | building_name | BUI1
2026-07-31 12:42:32 UTC | hp05_05_CH_ZUESTA | hp05 | 05_CH | ZUESTA | component | CarBattery_1 | name | CarBattery_1
2026-07-31 12:42:32 UTC | hp05_05_CH_ZUESTA | hp05 | 05_CH | ZUESTA | component | CarBattery_1 | source_weight | 4
2026-07-31 12:42:32 UTC | hp05_05_CH_ZUESTA | hp05 | 05_CH | ZUESTA | component | CarBattery_1 | system_id | SG1
2026-07-31 12:42:32 UTC | hp05_05_CH_ZUESTA | hp05 | 05_CH | ZUESTA | component | CarBattery_1 | p_inv_custom | 10000
2026-07-31 12:42:32 UTC | hp05_05_CH_ZUESTA | hp05 | 05_CH | ZUESTA | component | CarBattery_1 | e_bat_custom | 30
2026-07-31 12:42:32 UTC | hp05_05_CH_ZUESTA | hp05 | 05_CH | ZUESTA | component | CarBattery_1 | charge | 0
2026-07-31 12:42:32 UTC | hp05_05_CH_ZUESTA | hp05 | 05_CH | ZUESTA | component | CarBattery_1 | discharge | 0
2026-07-31 12:42:32 UTC | hp05_05_CH_ZUESTA | hp05 | 05_CH | ZUESTA | component | L1EVChargeControl_1 | building_name | BUI1
2026-07-31 12:42:32 UTC | hp05_05_CH_ZUESTA | hp05 | 05_CH | ZUESTA | component | L1EVChargeControl_1 | name | L1EVChargeControl_1
2026-07-31 12:42:32 UTC | hp05_05_CH_ZUESTA | hp05 | 05_CH | ZUESTA | component | L1EVChargeControl_1 | source_weight | 4
2026-07-31 12:42:32 UTC | hp05_05_CH_ZUESTA | hp05 | 05_CH | ZUESTA | component | L1EVChargeControl_1 | battery_set | 0.8
2026-07-31 12:42:32 UTC | hp05_05_CH_ZUESTA | hp05 | 05_CH | ZUESTA | component | L1EVChargeControl_1 | lower_threshold_charging_power | 37
2026-07-31 12:42:32 UTC | hp05_05_CH_ZUESTA | hp05 | 05_CH | ZUESTA | component | L1EVChargeControl_1 | device_co2_footprint_in_kg | 100
2026-07-31 12:42:32 UTC | hp05_05_CH_ZUESTA | hp05 | 05_CH | ZUESTA | component | L1EVChargeControl_1 | investment_costs_in_euro | 1000
2026-07-31 12:42:32 UTC | hp05_05_CH_ZUESTA | hp05 | 05_CH | ZUESTA | component | L1EVChargeControl_1 | lifetime_in_years | 10
2026-07-31 12:42:32 UTC | hp05_05_CH_ZUESTA | hp05 | 05_CH | ZUESTA | component | L1EVChargeControl_1 | maintenance_costs_in_euro_per_year | 5
2026-07-31 12:42:32 UTC | hp05_06_CH_ZUESTA | hp05 | 06_CH | ZUESTA | simulation | SimulationParameters | year | 2050
2026-07-31 12:42:32 UTC | hp05_06_CH_ZUESTA | hp05 | 06_CH | ZUESTA | simulation | SimulationParameters | seconds_per_timestep | 9 | s
2026-07-31 12:42:32 UTC | hp05_06_CH_ZUESTA | hp05 | 06_CH | ZUESTA | simulation | SimulationParameters | country | CH
2026-07-31 12:42:32 UTC | hp05_06_CH_ZUESTA | hp05 | 06_CH | ZUESTA | cli | cli_overrides | ARCH | 06_CH
2026-07-31 12:42:32 UTC | hp05_06_CH_ZUESTA | hp05 | 06_CH | ZUESTA | cli | cli_overrides | WEATHER | ZUESTA
2026-07-31 12:42:32 UTC | hp05_06_CH_ZUESTA | hp05 | 06_CH | ZUESTA | cli | cli_overrides | TIME_HORIZON | future
2026-07-31 12:42:32 UTC | hp05_06_CH_ZUESTA | hp05 | 06_CH | ZUESTA | cli | cli_overrides | SCENARIO | none
2026-07-31 12:42:32 UTC | hp05_06_CH_ZUESTA | hp05 | 06_CH | ZUESTA | cli | cli_overrides | OCC | SIA2024
2026-07-31 12:42:32 UTC | hp05_06_CH_ZUESTA | hp05 | 06_CH | ZUESTA | cli | cli_overrides | HEATGEN_SIZING | IDEAL_LOOKUP
2026-07-31 12:42:32 UTC | hp05_06_CH_ZUESTA | hp05 | 06_CH | ZUESTA | cli | cli_overrides | HP_MODEL | Panasonic Deutschland / AQUAREA [WH-MDC05F3E5]
2026-07-31 12:42:32 UTC | hp05_06_CH_ZUESTA | hp05 | 06_CH | ZUESTA | cli | cli_overrides | HP_NOMINAL_POWER_W | 4750
2026-07-31 12:42:32 UTC | hp05_06_CH_ZUESTA | hp05 | 06_CH | ZUESTA | cli | cli_overrides | HP_SHARE_OF_IDEAL | 0.8
2026-07-31 12:42:32 UTC | hp05_06_CH_ZUESTA | hp05 | 06_CH | ZUESTA | component | EvStoredEnergyWh_1 | building_name | BUI1
2026-07-31 12:42:32 UTC | hp05_06_CH_ZUESTA | hp05 | 06_CH | ZUESTA | component | EvStoredEnergyWh_1 | name | EvStoredEnergyWh_1
2026-07-31 12:42:32 UTC | hp05_06_CH_ZUESTA | hp05 | 06_CH | ZUESTA | component | EvStoredEnergyWh_1 | capacity_in_kwh | 3
2026-07-31 12:42:32 UTC | hp05_06_CH_ZUESTA | hp05 | 06_CH | ZUESTA | internal_loads | SIA2024Occupancy | conditioned_floor_area_in_m2 | 198
2026-07-31 12:42:32 UTC | hp05_06_CH_ZUESTA | hp05 | 06_CH | ZUESTA | internal_loads | SIA2024Occupancy | appliances_load_w_per_m2 | 1
2026-07-31 12:42:32 UTC | hp05_06_CH_ZUESTA | hp05 | 06_CH | ZUESTA | internal_loads | SIA2024Occupancy | lighting_load_w_per_m2 | 3
2026-07-31 12:42:32 UTC | hp05_06_CH_ZUESTA | hp05 | 06_CH | ZUESTA | internal_loads | SIA2024Occupancy | lighting_annual_full_load_hours | 846
2026-07-31 12:42:32 UTC | hp05_06_CH_ZUESTA | hp05 | 06_CH | ZUESTA | internal_loads | SIA2024Occupancy | appliances_yearly_utilization_per_month | 0.7995
2026-07-31 12:42:32 UTC | hp05_06_CH_ZUESTA | hp05 | 06_CH | ZUESTA | weather | Weather | source_path | C:\Users\het\HiSim\hisim\inputs\weather\custom_csv\Zurich\NABZUE_2060_RCP85_DRY.csv
2026-07-31 12:42:32 UTC | hp05_06_CH_ZUESTA | hp05 | 06_CH | ZUESTA | weather | Weather | location | Zurich
2026-07-31 12:42:32 UTC | hp05_06_CH_ZUESTA | hp05 | 06_CH | ZUESTA | weather | Weather | name | Weather
2026-07-31 12:42:32 UTC | hp05_06_CH_ZUESTA | hp05 | 06_CH | ZUESTA | pv | PVSystem | power_in_watt | 13607.3
2026-07-31 12:42:32 UTC | hp05_06_CH_ZUESTA | hp05 | 06_CH | ZUESTA | pv | PVSystem | tilt | 30
2026-07-31 12:42:32 UTC | hp05_06_CH_ZUESTA | hp05 | 06_CH | ZUESTA | pv | PVSystem | azimuth | 180
2026-07-31 12:42:32 UTC | hp05_06_CH_ZUESTA | hp05 | 06_CH | ZUESTA | pv | PVSystem | location | ZUESTA
2026-07-31 12:42:32 UTC | hp05_06_CH_ZUESTA | hp05 | 06_CH | ZUESTA | component | ElectricityMeter | building_name | BUI1
2026-07-31 12:42:32 UTC | hp05_06_CH_ZUESTA | hp05 | 06_CH | ZUESTA | component | ElectricityMeter | name | ElectricityMeter
2026-07-31 12:42:32 UTC | hp05_06_CH_ZUESTA | hp05 | 06_CH | ZUESTA | component | L2EMSElectricityController | building_name | BUI1
2026-07-31 12:42:32 UTC | hp05_06_CH_ZUESTA | hp05 | 06_CH | ZUESTA | component | L2EMSElectricityController | name | L2EMSElectricityController
2026-07-31 12:42:32 UTC | hp05_06_CH_ZUESTA | hp05 | 06_CH | ZUESTA | component | L2EMSElectricityController | strategy | optimize_own_consumption
2026-07-31 12:42:32 UTC | hp05_06_CH_ZUESTA | hp05 | 06_CH | ZUESTA | component | L2EMSElectricityController | limit_to_shave | 0
2026-07-31 12:42:32 UTC | hp05_06_CH_ZUESTA | hp05 | 06_CH | ZUESTA | component | L2EMSElectricityController | building_indoor_temperature_offset_value | 2
2026-07-31 12:42:32 UTC | hp05_06_CH_ZUESTA | hp05 | 06_CH | ZUESTA | component | L2EMSElectricityController | domestic_hot_water_storage_temperature_offset_value | 10
2026-07-31 12:42:32 UTC | hp05_06_CH_ZUESTA | hp05 | 06_CH | ZUESTA | component | L2EMSElectricityController | space_heating_water_storage_temperature_offset_value | 10
2026-07-31 12:42:32 UTC | hp05_06_CH_ZUESTA | hp05 | 06_CH | ZUESTA | building | Building | building_name | 1981_1990
2026-07-31 12:42:32 UTC | hp05_06_CH_ZUESTA | hp05 | 06_CH | ZUESTA | building | Building | building_code | AT.N.SFH.05.Gen.ReEx.001.002
2026-07-31 12:42:32 UTC | hp05_06_CH_ZUESTA | hp05 | 06_CH | ZUESTA | building | Building | building_heat_capacity_class | medium
2026-07-31 12:42:32 UTC | hp05_06_CH_ZUESTA | hp05 | 06_CH | ZUESTA | building | Building | absolute_conditioned_floor_area_in_m2 | 198
2026-07-31 12:42:32 UTC | hp05_06_CH_ZUESTA | hp05 | 06_CH | ZUESTA | building | Building | heating_reference_temperature_in_celsius | -8
2026-07-31 12:42:32 UTC | hp05_06_CH_ZUESTA | hp05 | 06_CH | ZUESTA | building | Building | floor_u_value_in_watt_per_m2_per_kelvin | 0.61
2026-07-31 12:42:32 UTC | hp05_06_CH_ZUESTA | hp05 | 06_CH | ZUESTA | building | Building | floor_area_in_m2 | 88.2
2026-07-31 12:42:32 UTC | hp05_06_CH_ZUESTA | hp05 | 06_CH | ZUESTA | building | Building | facade_u_value_in_watt_per_m2_per_kelvin | 0.4
2026-07-31 12:42:32 UTC | hp05_06_CH_ZUESTA | hp05 | 06_CH | ZUESTA | building | Building | facade_area_in_m2 | 160.2
2026-07-31 12:42:32 UTC | hp05_06_CH_ZUESTA | hp05 | 06_CH | ZUESTA | building | Building | roof_u_value_in_watt_per_m2_per_kelvin | 0.36
2026-07-31 12:42:32 UTC | hp05_06_CH_ZUESTA | hp05 | 06_CH | ZUESTA | building | Building | roof_area_in_m2 | 103.2
2026-07-31 12:42:32 UTC | hp05_06_CH_ZUESTA | hp05 | 06_CH | ZUESTA | building | Building | window_u_value_in_watt_per_m2_per_kelvin | 1.9
2026-07-31 12:42:32 UTC | hp05_06_CH_ZUESTA | hp05 | 06_CH | ZUESTA | building | Building | window_area_in_m2 | 31.68
2026-07-31 12:42:32 UTC | hp05_06_CH_ZUESTA | hp05 | 06_CH | ZUESTA | building | Building | door_u_value_in_watt_per_m2_per_kelvin
2026-07-31 12:42:32 UTC | hp05_06_CH_ZUESTA | hp05 | 06_CH | ZUESTA | building | Building | door_area_in_m2
2026-07-31 12:42:32 UTC | hp05_06_CH_ZUESTA | hp05 | 06_CH | ZUESTA | building | Building | set_heating_temperature_in_celsius | 20.5
2026-07-31 12:42:32 UTC | hp05_06_CH_ZUESTA | hp05 | 06_CH | ZUESTA | building | Building | set_cooling_temperature_in_celsius | 25
2026-07-31 12:42:32 UTC | hp05_06_CH_ZUESTA | hp05 | 06_CH | ZUESTA | building | Building | natural_ventilation_m3_per_h_per_person | 29
2026-07-31 12:42:32 UTC | hp05_06_CH_ZUESTA | hp05 | 06_CH | ZUESTA | building | Building | sia_natural_ventilation_m3_per_h_per_m2 | 0.6
2026-07-31 12:42:32 UTC | hp05_06_CH_ZUESTA | hp05 | 06_CH | ZUESTA | building | Building | swiss_infiltration_rate_per_h | 0.15
2026-07-31 12:42:32 UTC | hp05_06_CH_ZUESTA | hp05 | 06_CH | ZUESTA | building | Building | heating_demand_mode | iso13790
2026-07-31 12:42:32 UTC | hp05_06_CH_ZUESTA | hp05 | 06_CH | ZUESTA | building | Building | operative_heating_proportional_band_in_celsius | 1
2026-07-31 12:42:32 UTC | hp05_06_CH_ZUESTA | hp05 | 06_CH | ZUESTA | building | Building | operative_heating_proportional_gain | 1
2026-07-31 12:42:32 UTC | hp05_06_CH_ZUESTA | hp05 | 06_CH | ZUESTA | building | Building | control_comfort_lower_bound_shift_in_celsius
2026-07-31 12:42:32 UTC | hp05_06_CH_ZUESTA | hp05 | 06_CH | ZUESTA | building | Building | comfort_aware_seasonal_heating_gate | true
2026-07-31 12:42:32 UTC | hp05_06_CH_ZUESTA | hp05 | 06_CH | ZUESTA | component | StrictComfortDemandController | building_name | BUI1
2026-07-31 12:42:32 UTC | hp05_06_CH_ZUESTA | hp05 | 06_CH | ZUESTA | component | StrictComfortDemandController | name | StrictComfortDemandController
2026-07-31 12:42:32 UTC | hp05_06_CH_ZUESTA | hp05 | 06_CH | ZUESTA | component | StrictComfortDemandController | temperature_air_heating_in_celsius | 20.5
2026-07-31 12:42:32 UTC | hp05_06_CH_ZUESTA | hp05 | 06_CH | ZUESTA | component | StrictComfortDemandController | temperature_air_cooling_in_celsius | 24
2026-07-31 12:42:32 UTC | hp05_06_CH_ZUESTA | hp05 | 06_CH | ZUESTA | component | StrictComfortDemandController | offset | 0.5
2026-07-31 12:42:32 UTC | hp05_06_CH_ZUESTA | hp05 | 06_CH | ZUESTA | component | StrictComfortDemandController | mode | 2
2026-07-31 12:42:32 UTC | hp05_06_CH_ZUESTA | hp05 | 06_CH | ZUESTA | component | StrictComfortDemandController | use_adaptive_comfort_band | true
2026-07-31 12:42:32 UTC | hp05_06_CH_ZUESTA | hp05 | 06_CH | ZUESTA | component | StrictComfortDemandController | control_strategy | strict_comfort_band_v1
2026-07-31 12:42:32 UTC | hp05_06_CH_ZUESTA | hp05 | 06_CH | ZUESTA | component | StrictComfortDemandController | comfort_band_inner_offset_in_celsius | 0.5
2026-07-31 12:42:32 UTC | hp05_06_CH_ZUESTA | hp05 | 06_CH | ZUESTA | component | StrictComfortDemandController | comfort_band_inner_offset_lower_in_celsius | 1
2026-07-31 12:42:32 UTC | hp05_06_CH_ZUESTA | hp05 | 06_CH | ZUESTA | component | StrictComfortDemandController | comfort_band_inner_offset_upper_in_celsius | 0.5
2026-07-31 12:42:32 UTC | hp05_06_CH_ZUESTA | hp05 | 06_CH | ZUESTA | component | StrictComfortDemandController | heating_disabled_above_running_mean_outdoor_temperature_in_celsius | 18
2026-07-31 12:42:32 UTC | hp05_06_CH_ZUESTA | hp05 | 06_CH | ZUESTA | component | StrictComfortDemandController | cooling_enabled_above_running_mean_outdoor_temperature_in_celsius | 22
2026-07-31 12:42:32 UTC | hp05_06_CH_ZUESTA | hp05 | 06_CH | ZUESTA | component | ComfortBandHeatingDemand | building_name | BUI1
2026-07-31 12:42:32 UTC | hp05_06_CH_ZUESTA | hp05 | 06_CH | ZUESTA | component | ComfortBandHeatingDemand | name | ComfortBandHeatingDemand
2026-07-31 12:42:32 UTC | hp05_06_CH_ZUESTA | hp05 | 06_CH | ZUESTA | component | ComfortBandHeatingDemand | max_heating_power_in_watt | 7683.01
2026-07-31 12:42:32 UTC | hp05_06_CH_ZUESTA | hp05 | 06_CH | ZUESTA | component | ComfortBandHeatingDemand | proportional_gain_in_watt_per_kelvin | 15366
2026-07-31 12:42:32 UTC | hp05_06_CH_ZUESTA | hp05 | 06_CH | ZUESTA | component | StrictComfortSetpointModifier | building_name | BUI1
2026-07-31 12:42:32 UTC | hp05_06_CH_ZUESTA | hp05 | 06_CH | ZUESTA | component | StrictComfortSetpointModifier | name | StrictComfortSetpointModifier
2026-07-31 12:42:32 UTC | hp05_06_CH_ZUESTA | hp05 | 06_CH | ZUESTA | component | StrictComfortSetpointModifier | base_heating_setpoint_in_celsius | 20.5
2026-07-31 12:42:32 UTC | hp05_06_CH_ZUESTA | hp05 | 06_CH | ZUESTA | component | StrictComfortSetpointModifier | recovery_gain | 5
2026-07-31 12:42:32 UTC | hp05_06_CH_ZUESTA | hp05 | 06_CH | ZUESTA | component | StrictComfortSetpointModifier | max_recovery_boost_in_celsius | 5
2026-07-31 12:42:32 UTC | hp05_06_CH_ZUESTA | hp05 | 06_CH | ZUESTA | component | StrictComfortSetpointModifier | clamp_min_modifier_in_celsius
2026-07-31 12:42:32 UTC | hp05_06_CH_ZUESTA | hp05 | 06_CH | ZUESTA | component | StrictComfortSetpointModifier | clamp_max_modifier_in_celsius | 15
2026-07-31 12:42:32 UTC | hp05_06_CH_ZUESTA | hp05 | 06_CH | ZUESTA | component | TotalThermalBuildingDemand | building_name | BUI1
2026-07-31 12:42:32 UTC | hp05_06_CH_ZUESTA | hp05 | 06_CH | ZUESTA | component | TotalThermalBuildingDemand | name | TotalThermalBuildingDemand
2026-07-31 12:42:32 UTC | hp05_06_CH_ZUESTA | hp05 | 06_CH | ZUESTA | component | TotalThermalBuildingDemand | loadtype | LoadTypes.ANY
2026-07-31 12:42:32 UTC | hp05_06_CH_ZUESTA | hp05 | 06_CH | ZUESTA | component | TotalThermalBuildingDemand | unit | Units.WATT
2026-07-31 12:42:32 UTC | hp05_06_CH_ZUESTA | hp05 | 06_CH | ZUESTA | component | HeatDistributionController | building_name | BUI1
2026-07-31 12:42:32 UTC | hp05_06_CH_ZUESTA | hp05 | 06_CH | ZUESTA | component | HeatDistributionController | name | HeatDistributionController
2026-07-31 12:42:32 UTC | hp05_06_CH_ZUESTA | hp05 | 06_CH | ZUESTA | component | HeatDistributionController | heating_system | HeatDistributionSystemType.FLOORHEATING
2026-07-31 12:42:32 UTC | hp05_06_CH_ZUESTA | hp05 | 06_CH | ZUESTA | component | HeatDistributionController | set_heating_threshold_outside_temperature_in_celsius | 16
2026-07-31 12:42:32 UTC | hp05_06_CH_ZUESTA | hp05 | 06_CH | ZUESTA | component | HeatDistributionController | heating_reference_temperature_in_celsius | -8
2026-07-31 12:42:32 UTC | hp05_06_CH_ZUESTA | hp05 | 06_CH | ZUESTA | component | HeatDistributionController | set_heating_temperature_for_building_in_celsius | 20.5
2026-07-31 12:42:32 UTC | hp05_06_CH_ZUESTA | hp05 | 06_CH | ZUESTA | component | HeatDistributionController | set_cooling_temperature_for_building_in_celsius | 25
2026-07-31 12:42:32 UTC | hp05_06_CH_ZUESTA | hp05 | 06_CH | ZUESTA | component | HeatDistributionController | heating_load_of_building_in_watt | 7683.01
2026-07-31 12:42:32 UTC | hp05_06_CH_ZUESTA | hp05 | 06_CH | ZUESTA | heat_distribution | HeatDistributionSystem | absolute_conditioned_floor_area_in_m2 | 198
2026-07-31 12:42:32 UTC | hp05_06_CH_ZUESTA | hp05 | 06_CH | ZUESTA | thermal_storage | SimpleHotWaterStorage | volume_heating_water_storage_in_liter | 384.1
2026-07-31 12:42:32 UTC | hp05_06_CH_ZUESTA | hp05 | 06_CH | ZUESTA | component | BufferRemainingCapacity60C | building_name | BUI1
2026-07-31 12:42:32 UTC | hp05_06_CH_ZUESTA | hp05 | 06_CH | ZUESTA | component | BufferRemainingCapacity60C | name | BufferRemainingCapacity60C
2026-07-31 12:42:32 UTC | hp05_06_CH_ZUESTA | hp05 | 06_CH | ZUESTA | component | BufferRemainingCapacity60C | volume_heating_water_storage_in_liter | 384.1
2026-07-31 12:42:32 UTC | hp05_06_CH_ZUESTA | hp05 | 06_CH | ZUESTA | component | BufferRemainingCapacity60C | max_temperature_in_celsius | 6
2026-07-31 12:42:32 UTC | hp05_06_CH_ZUESTA | hp05 | 06_CH | ZUESTA | component | BufferRemainingCapacity60C | water_density_kg_per_liter | 0.992
2026-07-31 12:42:32 UTC | hp05_06_CH_ZUESTA | hp05 | 06_CH | ZUESTA | component | BufferRemainingCapacity60C | water_specific_heat_capacity_j_per_kg_per_k | 4180
2026-07-31 12:42:32 UTC | hp05_06_CH_ZUESTA | hp05 | 06_CH | ZUESTA | component | HeatPumpControllerSH | building_name | BUI1
2026-07-31 12:42:32 UTC | hp05_06_CH_ZUESTA | hp05 | 06_CH | ZUESTA | component | HeatPumpControllerSH | name | HeatPumpControllerSH
2026-07-31 12:42:32 UTC | hp05_06_CH_ZUESTA | hp05 | 06_CH | ZUESTA | component | HeatPumpControllerSH | mode | 2
2026-07-31 12:42:32 UTC | hp05_06_CH_ZUESTA | hp05 | 06_CH | ZUESTA | component | HeatPumpControllerSH | set_heating_threshold_outside_temperature_in_celsius | 16
2026-07-31 12:42:32 UTC | hp05_06_CH_ZUESTA | hp05 | 06_CH | ZUESTA | component | HeatPumpControllerSH | set_cooling_threshold_outside_temperature_in_celsius | 22
2026-07-31 12:42:32 UTC | hp05_06_CH_ZUESTA | hp05 | 06_CH | ZUESTA | component | HeatPumpControllerSH | upper_temperature_offset_for_state_conditions_in_celsius | 1
2026-07-31 12:42:32 UTC | hp05_06_CH_ZUESTA | hp05 | 06_CH | ZUESTA | component | HeatPumpControllerSH | lower_temperature_offset_for_state_conditions_in_celsius | 1
2026-07-31 12:42:32 UTC | hp05_06_CH_ZUESTA | hp05 | 06_CH | ZUESTA | component | HeatPumpControllerSH | heat_distribution_system_type | HeatDistributionSystemType.FLOORHEATING
2026-07-31 12:42:32 UTC | hp05_06_CH_ZUESTA | hp05 | 06_CH | ZUESTA | component | HeatPumpControllerDHW | building_name | BUI1
2026-07-31 12:42:32 UTC | hp05_06_CH_ZUESTA | hp05 | 06_CH | ZUESTA | component | HeatPumpControllerDHW | name | HeatPumpControllerDHW
2026-07-31 12:42:32 UTC | hp05_06_CH_ZUESTA | hp05 | 06_CH | ZUESTA | component | HeatPumpControllerDHW | t_min_dhw_storage_in_celsius | 4
2026-07-31 12:42:32 UTC | hp05_06_CH_ZUESTA | hp05 | 06_CH | ZUESTA | component | HeatPumpControllerDHW | t_max_dhw_storage_in_celsius | 6
2026-07-31 12:42:32 UTC | hp05_06_CH_ZUESTA | hp05 | 06_CH | ZUESTA | component | HeatPumpControllerDHW | thermalpower_dhw_is_constant | false
2026-07-31 12:42:32 UTC | hp05_06_CH_ZUESTA | hp05 | 06_CH | ZUESTA | component | HeatPumpControllerDHW | p_th_max_dhw_in_watt | 5000
2026-07-31 12:42:32 UTC | hp05_06_CH_ZUESTA | hp05 | 06_CH | ZUESTA | heat_generator | HeatPumpHPLib | set_thermal_output_power_in_watt | 4750
2026-07-31 12:42:32 UTC | hp05_06_CH_ZUESTA | hp05 | 06_CH | ZUESTA | heat_generator | HeatPumpHPLib | flow_temperature_in_celsius | 35
2026-07-31 12:42:32 UTC | hp05_06_CH_ZUESTA | hp05 | 06_CH | ZUESTA | heat_generator | HeatPumpHPLib | heating_reference_temperature_in_celsius | -7
2026-07-31 12:42:32 UTC | hp05_06_CH_ZUESTA | hp05 | 06_CH | ZUESTA | heat_generator | HeatPumpHPLib | with_domestic_hot_water_preparation | true
2026-07-31 12:42:32 UTC | hp05_06_CH_ZUESTA | hp05 | 06_CH | ZUESTA | heat_generator | HeatPumpHPLib | minimum_running_time_in_seconds | 14400
2026-07-31 12:42:32 UTC | hp05_06_CH_ZUESTA | hp05 | 06_CH | ZUESTA | heat_generator | HeatPumpHPLib | minimum_idle_time_in_seconds | 900
2026-07-31 12:42:32 UTC | hp05_06_CH_ZUESTA | hp05 | 06_CH | ZUESTA | heat_generator | HeatPumpHPLib | group_id | 1
2026-07-31 12:42:32 UTC | hp05_06_CH_ZUESTA | hp05 | 06_CH | ZUESTA | component | OilBoilerControllerPeak | building_name | BUI1
2026-07-31 12:42:32 UTC | hp05_06_CH_ZUESTA | hp05 | 06_CH | ZUESTA | component | OilBoilerControllerPeak | name | OilBoilerControllerPeak
2026-07-31 12:42:32 UTC | hp05_06_CH_ZUESTA | hp05 | 06_CH | ZUESTA | component | OilBoilerControllerPeak | is_modulating | true
2026-07-31 12:42:32 UTC | hp05_06_CH_ZUESTA | hp05 | 06_CH | ZUESTA | component | OilBoilerControllerPeak | set_heating_threshold_outside_temperature_in_celsius | 16
2026-07-31 12:42:32 UTC | hp05_06_CH_ZUESTA | hp05 | 06_CH | ZUESTA | component | OilBoilerControllerPeak | minimal_thermal_power_in_watt | 0
2026-07-31 12:42:32 UTC | hp05_06_CH_ZUESTA | hp05 | 06_CH | ZUESTA | component | OilBoilerControllerPeak | maximal_thermal_power_in_watt | 5
2026-07-31 12:42:32 UTC | hp05_06_CH_ZUESTA | hp05 | 06_CH | ZUESTA | component | OilBoilerControllerPeak | set_temperature_difference_for_full_power | 5
2026-07-31 12:42:32 UTC | hp05_06_CH_ZUESTA | hp05 | 06_CH | ZUESTA | component | OilBoilerControllerPeak | minimum_runtime_in_seconds | 1800
2026-07-31 12:42:32 UTC | hp05_06_CH_ZUESTA | hp05 | 06_CH | ZUESTA | component | OilBoilerControllerPeak | minimum_resting_time_in_seconds | 1800
2026-07-31 12:42:32 UTC | hp05_06_CH_ZUESTA | hp05 | 06_CH | ZUESTA | component | OilBoilerControllerPeak | with_domestic_hot_water_preparation | false
2026-07-31 12:42:32 UTC | hp05_06_CH_ZUESTA | hp05 | 06_CH | ZUESTA | component | OilBoilerControllerPeak | secondary_mode | false
2026-07-31 12:42:32 UTC | hp05_06_CH_ZUESTA | hp05 | 06_CH | ZUESTA | component | OilBoilerControllerPeak | hysteresis_water_temperature_offset | 2
2026-07-31 12:42:32 UTC | hp05_06_CH_ZUESTA | hp05 | 06_CH | ZUESTA | component | OilBoilerControllerPeak | seasonal_modulation_minimum_enabled | false
2026-07-31 12:42:32 UTC | hp05_06_CH_ZUESTA | hp05 | 06_CH | ZUESTA | component | OilBoilerControllerPeak | winter_modulation_minimum_thermal_power_in_watt
2026-07-31 12:42:32 UTC | hp05_06_CH_ZUESTA | hp05 | 06_CH | ZUESTA | component | OilBoilerControllerPeak | summer_modulation_minimum_thermal_power_in_watt
2026-07-31 12:42:32 UTC | hp05_06_CH_ZUESTA | hp05 | 06_CH | ZUESTA | component | OilBoilerControllerPeak | summer_modulation_daily_avg_outdoor_temperature_threshold_celsius | 16
2026-07-31 12:42:32 UTC | hp05_06_CH_ZUESTA | hp05 | 06_CH | ZUESTA | component | OilBoilerPeak | building_name | BUI1
2026-07-31 12:42:32 UTC | hp05_06_CH_ZUESTA | hp05 | 06_CH | ZUESTA | component | OilBoilerPeak | name | OilBoilerPeak
2026-07-31 12:42:32 UTC | hp05_06_CH_ZUESTA | hp05 | 06_CH | ZUESTA | component | OilBoilerPeak | energy_carrier | LoadTypes.OIL
2026-07-31 12:42:32 UTC | hp05_06_CH_ZUESTA | hp05 | 06_CH | ZUESTA | component | OilBoilerPeak | boiler_type | BoilerType.CONVENTIONAL
2026-07-31 12:42:32 UTC | hp05_06_CH_ZUESTA | hp05 | 06_CH | ZUESTA | component | OilBoilerPeak | minimal_thermal_power_in_watt | 0
2026-07-31 12:42:32 UTC | hp05_06_CH_ZUESTA | hp05 | 06_CH | ZUESTA | component | OilBoilerPeak | maximal_thermal_power_in_watt | 5
2026-07-31 12:42:32 UTC | hp05_06_CH_ZUESTA | hp05 | 06_CH | ZUESTA | component | OilBoilerPeak | eff_th_min | 0.6
2026-07-31 12:42:32 UTC | hp05_06_CH_ZUESTA | hp05 | 06_CH | ZUESTA | component | OilBoilerPeak | eff_th_max | 0.9
2026-07-31 12:42:32 UTC | hp05_06_CH_ZUESTA | hp05 | 06_CH | ZUESTA | component | OilBoilerPeak | temperature_delta_in_celsius | 20
2026-07-31 12:42:32 UTC | hp05_06_CH_ZUESTA | hp05 | 06_CH | ZUESTA | component | OilBoilerPeak | consumption_in_kilowatt_hour | 0
2026-07-31 12:42:32 UTC | hp05_06_CH_ZUESTA | hp05 | 06_CH | ZUESTA | component | FuelMeter | building_name | BUI1
2026-07-31 12:42:32 UTC | hp05_06_CH_ZUESTA | hp05 | 06_CH | ZUESTA | component | FuelMeter | name | FuelMeter
2026-07-31 12:42:32 UTC | hp05_06_CH_ZUESTA | hp05 | 06_CH | ZUESTA | component | FuelMeter | fuel_loadtype | LoadTypes.OIL
2026-07-31 12:42:32 UTC | hp05_06_CH_ZUESTA | hp05 | 06_CH | ZUESTA | component | FuelMeter | heating_value_of_fuel_in_kwh_per_liter | 9.822
2026-07-31 12:42:32 UTC | hp05_06_CH_ZUESTA | hp05 | 06_CH | ZUESTA | component | FuelMeter | fuel_density_in_kg_per_m3 | 83
2026-07-31 12:42:32 UTC | hp05_06_CH_ZUESTA | hp05 | 06_CH | ZUESTA | component | HeatGeneratorTotalThermalPower | building_name | BUI1
2026-07-31 12:42:32 UTC | hp05_06_CH_ZUESTA | hp05 | 06_CH | ZUESTA | component | HeatGeneratorTotalThermalPower | name | HeatGeneratorTotalThermalPower
2026-07-31 12:42:32 UTC | hp05_06_CH_ZUESTA | hp05 | 06_CH | ZUESTA | component | HeatGeneratorTotalThermalPower | loadtype | LoadTypes.ANY
2026-07-31 12:42:32 UTC | hp05_06_CH_ZUESTA | hp05 | 06_CH | ZUESTA | component | HeatGeneratorTotalThermalPower | unit | Units.WATT
2026-07-31 12:42:32 UTC | hp05_06_CH_ZUESTA | hp05 | 06_CH | ZUESTA | component | HeatGeneratorPlantDhwThermalPower | building_name | BUI1
2026-07-31 12:42:32 UTC | hp05_06_CH_ZUESTA | hp05 | 06_CH | ZUESTA | component | HeatGeneratorPlantDhwThermalPower | name | HeatGeneratorPlantDhwThermalPower
2026-07-31 12:42:32 UTC | hp05_06_CH_ZUESTA | hp05 | 06_CH | ZUESTA | component | HeatGeneratorPlantDhwThermalPower | loadtype | LoadTypes.ANY
2026-07-31 12:42:32 UTC | hp05_06_CH_ZUESTA | hp05 | 06_CH | ZUESTA | component | HeatGeneratorPlantDhwThermalPower | unit | Units.WATT
2026-07-31 12:42:32 UTC | hp05_06_CH_ZUESTA | hp05 | 06_CH | ZUESTA | component | SolarDhwThermalPower | building_name | BUI1
2026-07-31 12:42:32 UTC | hp05_06_CH_ZUESTA | hp05 | 06_CH | ZUESTA | component | SolarDhwThermalPower | name | SolarDhwThermalPower
2026-07-31 12:42:32 UTC | hp05_06_CH_ZUESTA | hp05 | 06_CH | ZUESTA | component | SolarDhwThermalPower | value_watt
2026-07-31 12:42:32 UTC | hp05_06_CH_ZUESTA | hp05 | 06_CH | ZUESTA | component | SolarDhwThermalPower | loadtype | LoadTypes.ANY
2026-07-31 12:42:32 UTC | hp05_06_CH_ZUESTA | hp05 | 06_CH | ZUESTA | component | SolarDhwThermalPower | unit | Units.WATT
2026-07-31 12:42:32 UTC | hp05_06_CH_ZUESTA | hp05 | 06_CH | ZUESTA | component | HeatGenHydraulicMixer | buildingName | BUI1
2026-07-31 12:42:32 UTC | hp05_06_CH_ZUESTA | hp05 | 06_CH | ZUESTA | component | HeatGenHydraulicMixer | name | HeatGenHydraulicMixer
2026-07-31 12:42:32 UTC | hp05_06_CH_ZUESTA | hp05 | 06_CH | ZUESTA | component | FlexibilityPotential | building_name | BUI1
2026-07-31 12:42:32 UTC | hp05_06_CH_ZUESTA | hp05 | 06_CH | ZUESTA | component | FlexibilityPotential | name | FlexibilityPotential
2026-07-31 12:42:32 UTC | hp05_06_CH_ZUESTA | hp05 | 06_CH | ZUESTA | component | FlexibilityPotential | fallback_heating_cop | 1
2026-07-31 12:42:32 UTC | hp05_06_CH_ZUESTA | hp05 | 06_CH | ZUESTA | component | FlexibilityPotential | fallback_cooling_eer
2026-07-31 12:42:32 UTC | hp05_06_CH_ZUESTA | hp05 | 06_CH | ZUESTA | component | BatteryStoredEnergyWh | building_name | BUI1
2026-07-31 12:42:32 UTC | hp05_06_CH_ZUESTA | hp05 | 06_CH | ZUESTA | component | BatteryStoredEnergyWh | name | BatteryStoredEnergyWh
2026-07-31 12:42:32 UTC | hp05_06_CH_ZUESTA | hp05 | 06_CH | ZUESTA | component | BatteryStoredEnergyWh | capacity_in_kwh | 13.61
2026-07-31 12:42:32 UTC | hp05_06_CH_ZUESTA | hp05 | 06_CH | ZUESTA | component | EvStoredEnergyWhSum | building_name | BUI1
2026-07-31 12:42:32 UTC | hp05_06_CH_ZUESTA | hp05 | 06_CH | ZUESTA | component | EvStoredEnergyWhSum | name | EvStoredEnergyWhSum
2026-07-31 12:42:32 UTC | hp05_06_CH_ZUESTA | hp05 | 06_CH | ZUESTA | component | EvStoredEnergyWhSum | loadtype | LoadTypes.ELECTRICITY
2026-07-31 12:42:32 UTC | hp05_06_CH_ZUESTA | hp05 | 06_CH | ZUESTA | component | EvStoredEnergyWhSum | unit | Units.WATT_HOUR
2026-07-31 12:42:32 UTC | hp05_06_CH_ZUESTA | hp05 | 06_CH | ZUESTA | component | Car_2_22kW_Charging_Power_avg_Speed_30_kmh_1 | building_name | BUI1
2026-07-31 12:42:32 UTC | hp05_06_CH_ZUESTA | hp05 | 06_CH | ZUESTA | component | Car_2_22kW_Charging_Power_avg_Speed_30_kmh_1 | name | Car_2_22kW_Charging_Power_avg_Speed_30_kmh_1
2026-07-31 12:42:32 UTC | hp05_06_CH_ZUESTA | hp05 | 06_CH | ZUESTA | component | Car_2_22kW_Charging_Power_avg_Speed_30_kmh_1 | source_weight | 1
2026-07-31 12:42:32 UTC | hp05_06_CH_ZUESTA | hp05 | 06_CH | ZUESTA | component | Car_2_22kW_Charging_Power_avg_Speed_30_kmh_1 | fuel | LoadTypes.ELECTRICITY
2026-07-31 12:42:32 UTC | hp05_06_CH_ZUESTA | hp05 | 06_CH | ZUESTA | component | Car_2_22kW_Charging_Power_avg_Speed_30_kmh_1 | consumption_per_km | 0.15
2026-07-31 12:42:32 UTC | hp05_06_CH_ZUESTA | hp05 | 06_CH | ZUESTA | component | Car_2_22kW_Charging_Power_avg_Speed_30_kmh_1 | device_co2_footprint_in_kg | 8899.4
2026-07-31 12:42:32 UTC | hp05_06_CH_ZUESTA | hp05 | 06_CH | ZUESTA | component | Car_2_22kW_Charging_Power_avg_Speed_30_kmh_1 | investment_costs_in_euro | 44498
2026-07-31 12:42:32 UTC | hp05_06_CH_ZUESTA | hp05 | 06_CH | ZUESTA | component | Car_2_22kW_Charging_Power_avg_Speed_30_kmh_1 | lifetime_in_years | 18
2026-07-31 12:42:32 UTC | hp05_06_CH_ZUESTA | hp05 | 06_CH | ZUESTA | component | Car_2_22kW_Charging_Power_avg_Speed_30_kmh_1 | maintenance_costs_in_euro_per_year | 89
2026-07-31 12:42:32 UTC | hp05_06_CH_ZUESTA | hp05 | 06_CH | ZUESTA | component | CarBattery_1 | building_name | BUI1
2026-07-31 12:42:32 UTC | hp05_06_CH_ZUESTA | hp05 | 06_CH | ZUESTA | component | CarBattery_1 | name | CarBattery_1
2026-07-31 12:42:32 UTC | hp05_06_CH_ZUESTA | hp05 | 06_CH | ZUESTA | component | CarBattery_1 | source_weight | 4
2026-07-31 12:42:32 UTC | hp05_06_CH_ZUESTA | hp05 | 06_CH | ZUESTA | component | CarBattery_1 | system_id | SG1
2026-07-31 12:42:32 UTC | hp05_06_CH_ZUESTA | hp05 | 06_CH | ZUESTA | component | CarBattery_1 | p_inv_custom | 10000
2026-07-31 12:42:32 UTC | hp05_06_CH_ZUESTA | hp05 | 06_CH | ZUESTA | component | CarBattery_1 | e_bat_custom | 30
2026-07-31 12:42:32 UTC | hp05_06_CH_ZUESTA | hp05 | 06_CH | ZUESTA | component | CarBattery_1 | charge | 0
2026-07-31 12:42:32 UTC | hp05_06_CH_ZUESTA | hp05 | 06_CH | ZUESTA | component | CarBattery_1 | discharge | 0
2026-07-31 12:42:32 UTC | hp05_06_CH_ZUESTA | hp05 | 06_CH | ZUESTA | component | L1EVChargeControl_1 | building_name | BUI1
2026-07-31 12:42:32 UTC | hp05_06_CH_ZUESTA | hp05 | 06_CH | ZUESTA | component | L1EVChargeControl_1 | name | L1EVChargeControl_1
2026-07-31 12:42:32 UTC | hp05_06_CH_ZUESTA | hp05 | 06_CH | ZUESTA | component | L1EVChargeControl_1 | source_weight | 4
2026-07-31 12:42:32 UTC | hp05_06_CH_ZUESTA | hp05 | 06_CH | ZUESTA | component | L1EVChargeControl_1 | battery_set | 0.8
2026-07-31 12:42:32 UTC | hp05_06_CH_ZUESTA | hp05 | 06_CH | ZUESTA | component | L1EVChargeControl_1 | lower_threshold_charging_power | 37
2026-07-31 12:42:32 UTC | hp05_06_CH_ZUESTA | hp05 | 06_CH | ZUESTA | component | L1EVChargeControl_1 | device_co2_footprint_in_kg | 100
2026-07-31 12:42:32 UTC | hp05_06_CH_ZUESTA | hp05 | 06_CH | ZUESTA | component | L1EVChargeControl_1 | investment_costs_in_euro | 1000
2026-07-31 12:42:32 UTC | hp05_06_CH_ZUESTA | hp05 | 06_CH | ZUESTA | component | L1EVChargeControl_1 | lifetime_in_years | 10
2026-07-31 12:42:32 UTC | hp05_06_CH_ZUESTA | hp05 | 06_CH | ZUESTA | component | L1EVChargeControl_1 | maintenance_costs_in_euro_per_year | 5
2026-07-31 12:42:32 UTC | hp05_07_CH_ZUESTA | hp05 | 07_CH | ZUESTA | simulation | SimulationParameters | year | 2050
2026-07-31 12:42:32 UTC | hp05_07_CH_ZUESTA | hp05 | 07_CH | ZUESTA | simulation | SimulationParameters | seconds_per_timestep | 9 | s
2026-07-31 12:42:32 UTC | hp05_07_CH_ZUESTA | hp05 | 07_CH | ZUESTA | simulation | SimulationParameters | country | CH
2026-07-31 12:42:32 UTC | hp05_07_CH_ZUESTA | hp05 | 07_CH | ZUESTA | cli | cli_overrides | ARCH | 07_CH
2026-07-31 12:42:32 UTC | hp05_07_CH_ZUESTA | hp05 | 07_CH | ZUESTA | cli | cli_overrides | WEATHER | ZUESTA
2026-07-31 12:42:32 UTC | hp05_07_CH_ZUESTA | hp05 | 07_CH | ZUESTA | cli | cli_overrides | TIME_HORIZON | future
2026-07-31 12:42:32 UTC | hp05_07_CH_ZUESTA | hp05 | 07_CH | ZUESTA | cli | cli_overrides | SCENARIO | none
2026-07-31 12:42:32 UTC | hp05_07_CH_ZUESTA | hp05 | 07_CH | ZUESTA | cli | cli_overrides | OCC | SIA2024
2026-07-31 12:42:32 UTC | hp05_07_CH_ZUESTA | hp05 | 07_CH | ZUESTA | cli | cli_overrides | HEATGEN_SIZING | IDEAL_LOOKUP
2026-07-31 12:42:32 UTC | hp05_07_CH_ZUESTA | hp05 | 07_CH | ZUESTA | cli | cli_overrides | HP_MODEL | Panasonic Deutschland / AQUAREA [WH-MDC05F3E5]
2026-07-31 12:42:32 UTC | hp05_07_CH_ZUESTA | hp05 | 07_CH | ZUESTA | cli | cli_overrides | HP_NOMINAL_POWER_W | 4750
2026-07-31 12:42:32 UTC | hp05_07_CH_ZUESTA | hp05 | 07_CH | ZUESTA | cli | cli_overrides | HP_SHARE_OF_IDEAL | 0.8
2026-07-31 12:42:32 UTC | hp05_07_CH_ZUESTA | hp05 | 07_CH | ZUESTA | component | EvStoredEnergyWh_1 | building_name | BUI1
2026-07-31 12:42:32 UTC | hp05_07_CH_ZUESTA | hp05 | 07_CH | ZUESTA | component | EvStoredEnergyWh_1 | name | EvStoredEnergyWh_1
2026-07-31 12:42:32 UTC | hp05_07_CH_ZUESTA | hp05 | 07_CH | ZUESTA | component | EvStoredEnergyWh_1 | capacity_in_kwh | 3
2026-07-31 12:42:32 UTC | hp05_07_CH_ZUESTA | hp05 | 07_CH | ZUESTA | internal_loads | SIA2024Occupancy | conditioned_floor_area_in_m2 | 199
2026-07-31 12:42:32 UTC | hp05_07_CH_ZUESTA | hp05 | 07_CH | ZUESTA | internal_loads | SIA2024Occupancy | appliances_load_w_per_m2 | 1
2026-07-31 12:42:32 UTC | hp05_07_CH_ZUESTA | hp05 | 07_CH | ZUESTA | internal_loads | SIA2024Occupancy | lighting_load_w_per_m2 | 3
2026-07-31 12:42:32 UTC | hp05_07_CH_ZUESTA | hp05 | 07_CH | ZUESTA | internal_loads | SIA2024Occupancy | lighting_annual_full_load_hours | 846
2026-07-31 12:42:32 UTC | hp05_07_CH_ZUESTA | hp05 | 07_CH | ZUESTA | internal_loads | SIA2024Occupancy | appliances_yearly_utilization_per_month | 0.7995
2026-07-31 12:42:32 UTC | hp05_07_CH_ZUESTA | hp05 | 07_CH | ZUESTA | weather | Weather | source_path | C:\Users\het\HiSim\hisim\inputs\weather\custom_csv\Zurich\NABZUE_2060_RCP85_DRY.csv
2026-07-31 12:42:32 UTC | hp05_07_CH_ZUESTA | hp05 | 07_CH | ZUESTA | weather | Weather | location | Zurich
2026-07-31 12:42:32 UTC | hp05_07_CH_ZUESTA | hp05 | 07_CH | ZUESTA | weather | Weather | name | Weather
2026-07-31 12:42:32 UTC | hp05_07_CH_ZUESTA | hp05 | 07_CH | ZUESTA | pv | PVSystem | power_in_watt | 12659.2
2026-07-31 12:42:32 UTC | hp05_07_CH_ZUESTA | hp05 | 07_CH | ZUESTA | pv | PVSystem | tilt | 30
2026-07-31 12:42:32 UTC | hp05_07_CH_ZUESTA | hp05 | 07_CH | ZUESTA | pv | PVSystem | azimuth | 180
2026-07-31 12:42:32 UTC | hp05_07_CH_ZUESTA | hp05 | 07_CH | ZUESTA | pv | PVSystem | location | ZUESTA
2026-07-31 12:42:32 UTC | hp05_07_CH_ZUESTA | hp05 | 07_CH | ZUESTA | component | ElectricityMeter | building_name | BUI1
2026-07-31 12:42:32 UTC | hp05_07_CH_ZUESTA | hp05 | 07_CH | ZUESTA | component | ElectricityMeter | name | ElectricityMeter
2026-07-31 12:42:32 UTC | hp05_07_CH_ZUESTA | hp05 | 07_CH | ZUESTA | component | L2EMSElectricityController | building_name | BUI1
2026-07-31 12:42:32 UTC | hp05_07_CH_ZUESTA | hp05 | 07_CH | ZUESTA | component | L2EMSElectricityController | name | L2EMSElectricityController
2026-07-31 12:42:32 UTC | hp05_07_CH_ZUESTA | hp05 | 07_CH | ZUESTA | component | L2EMSElectricityController | strategy | optimize_own_consumption
2026-07-31 12:42:32 UTC | hp05_07_CH_ZUESTA | hp05 | 07_CH | ZUESTA | component | L2EMSElectricityController | limit_to_shave | 0
2026-07-31 12:42:32 UTC | hp05_07_CH_ZUESTA | hp05 | 07_CH | ZUESTA | component | L2EMSElectricityController | building_indoor_temperature_offset_value | 2
2026-07-31 12:42:32 UTC | hp05_07_CH_ZUESTA | hp05 | 07_CH | ZUESTA | component | L2EMSElectricityController | domestic_hot_water_storage_temperature_offset_value | 10
2026-07-31 12:42:32 UTC | hp05_07_CH_ZUESTA | hp05 | 07_CH | ZUESTA | component | L2EMSElectricityController | space_heating_water_storage_temperature_offset_value | 10
2026-07-31 12:42:32 UTC | hp05_07_CH_ZUESTA | hp05 | 07_CH | ZUESTA | building | Building | building_name | 1991_2000
2026-07-31 12:42:32 UTC | hp05_07_CH_ZUESTA | hp05 | 07_CH | ZUESTA | building | Building | building_code | AT.N.SFH.06.Gen.ReEx.001.002
2026-07-31 12:42:32 UTC | hp05_07_CH_ZUESTA | hp05 | 07_CH | ZUESTA | building | Building | building_heat_capacity_class | heavy
2026-07-31 12:42:32 UTC | hp05_07_CH_ZUESTA | hp05 | 07_CH | ZUESTA | building | Building | absolute_conditioned_floor_area_in_m2 | 199
2026-07-31 12:42:32 UTC | hp05_07_CH_ZUESTA | hp05 | 07_CH | ZUESTA | building | Building | heating_reference_temperature_in_celsius | -8
2026-07-31 12:42:32 UTC | hp05_07_CH_ZUESTA | hp05 | 07_CH | ZUESTA | building | Building | floor_u_value_in_watt_per_m2_per_kelvin | 0.55
2026-07-31 12:42:32 UTC | hp05_07_CH_ZUESTA | hp05 | 07_CH | ZUESTA | building | Building | floor_area_in_m2 | 81
2026-07-31 12:42:32 UTC | hp05_07_CH_ZUESTA | hp05 | 07_CH | ZUESTA | building | Building | facade_u_value_in_watt_per_m2_per_kelvin | 0.35
2026-07-31 12:42:32 UTC | hp05_07_CH_ZUESTA | hp05 | 07_CH | ZUESTA | building | Building | facade_area_in_m2 | 164
2026-07-31 12:42:32 UTC | hp05_07_CH_ZUESTA | hp05 | 07_CH | ZUESTA | building | Building | roof_u_value_in_watt_per_m2_per_kelvin | 0.34
2026-07-31 12:42:32 UTC | hp05_07_CH_ZUESTA | hp05 | 07_CH | ZUESTA | building | Building | roof_area_in_m2 | 96
2026-07-31 12:42:32 UTC | hp05_07_CH_ZUESTA | hp05 | 07_CH | ZUESTA | building | Building | window_u_value_in_watt_per_m2_per_kelvin | 1.7
2026-07-31 12:42:32 UTC | hp05_07_CH_ZUESTA | hp05 | 07_CH | ZUESTA | building | Building | window_area_in_m2 | 31.84
2026-07-31 12:42:32 UTC | hp05_07_CH_ZUESTA | hp05 | 07_CH | ZUESTA | building | Building | door_u_value_in_watt_per_m2_per_kelvin
2026-07-31 12:42:32 UTC | hp05_07_CH_ZUESTA | hp05 | 07_CH | ZUESTA | building | Building | door_area_in_m2
2026-07-31 12:42:32 UTC | hp05_07_CH_ZUESTA | hp05 | 07_CH | ZUESTA | building | Building | set_heating_temperature_in_celsius | 20.5
2026-07-31 12:42:32 UTC | hp05_07_CH_ZUESTA | hp05 | 07_CH | ZUESTA | building | Building | set_cooling_temperature_in_celsius | 25
2026-07-31 12:42:32 UTC | hp05_07_CH_ZUESTA | hp05 | 07_CH | ZUESTA | building | Building | natural_ventilation_m3_per_h_per_person | 29
2026-07-31 12:42:32 UTC | hp05_07_CH_ZUESTA | hp05 | 07_CH | ZUESTA | building | Building | sia_natural_ventilation_m3_per_h_per_m2 | 0.6
2026-07-31 12:42:32 UTC | hp05_07_CH_ZUESTA | hp05 | 07_CH | ZUESTA | building | Building | swiss_infiltration_rate_per_h | 0.15
2026-07-31 12:42:32 UTC | hp05_07_CH_ZUESTA | hp05 | 07_CH | ZUESTA | building | Building | heating_demand_mode | iso13790
2026-07-31 12:42:32 UTC | hp05_07_CH_ZUESTA | hp05 | 07_CH | ZUESTA | building | Building | operative_heating_proportional_band_in_celsius | 1
2026-07-31 12:42:32 UTC | hp05_07_CH_ZUESTA | hp05 | 07_CH | ZUESTA | building | Building | operative_heating_proportional_gain | 1
2026-07-31 12:42:32 UTC | hp05_07_CH_ZUESTA | hp05 | 07_CH | ZUESTA | building | Building | control_comfort_lower_bound_shift_in_celsius
2026-07-31 12:42:32 UTC | hp05_07_CH_ZUESTA | hp05 | 07_CH | ZUESTA | building | Building | comfort_aware_seasonal_heating_gate | true
2026-07-31 12:42:32 UTC | hp05_07_CH_ZUESTA | hp05 | 07_CH | ZUESTA | component | StrictComfortDemandController | building_name | BUI1
2026-07-31 12:42:32 UTC | hp05_07_CH_ZUESTA | hp05 | 07_CH | ZUESTA | component | StrictComfortDemandController | name | StrictComfortDemandController
2026-07-31 12:42:32 UTC | hp05_07_CH_ZUESTA | hp05 | 07_CH | ZUESTA | component | StrictComfortDemandController | temperature_air_heating_in_celsius | 20.5
2026-07-31 12:42:32 UTC | hp05_07_CH_ZUESTA | hp05 | 07_CH | ZUESTA | component | StrictComfortDemandController | temperature_air_cooling_in_celsius | 24
2026-07-31 12:42:32 UTC | hp05_07_CH_ZUESTA | hp05 | 07_CH | ZUESTA | component | StrictComfortDemandController | offset | 0.5
2026-07-31 12:42:32 UTC | hp05_07_CH_ZUESTA | hp05 | 07_CH | ZUESTA | component | StrictComfortDemandController | mode | 2
2026-07-31 12:42:32 UTC | hp05_07_CH_ZUESTA | hp05 | 07_CH | ZUESTA | component | StrictComfortDemandController | use_adaptive_comfort_band | true
2026-07-31 12:42:32 UTC | hp05_07_CH_ZUESTA | hp05 | 07_CH | ZUESTA | component | StrictComfortDemandController | control_strategy | strict_comfort_band_v1
2026-07-31 12:42:32 UTC | hp05_07_CH_ZUESTA | hp05 | 07_CH | ZUESTA | component | StrictComfortDemandController | comfort_band_inner_offset_in_celsius | 0.5
2026-07-31 12:42:32 UTC | hp05_07_CH_ZUESTA | hp05 | 07_CH | ZUESTA | component | StrictComfortDemandController | comfort_band_inner_offset_lower_in_celsius | 1
2026-07-31 12:42:32 UTC | hp05_07_CH_ZUESTA | hp05 | 07_CH | ZUESTA | component | StrictComfortDemandController | comfort_band_inner_offset_upper_in_celsius | 0.5
2026-07-31 12:42:32 UTC | hp05_07_CH_ZUESTA | hp05 | 07_CH | ZUESTA | component | StrictComfortDemandController | heating_disabled_above_running_mean_outdoor_temperature_in_celsius | 18
2026-07-31 12:42:32 UTC | hp05_07_CH_ZUESTA | hp05 | 07_CH | ZUESTA | component | StrictComfortDemandController | cooling_enabled_above_running_mean_outdoor_temperature_in_celsius | 22
2026-07-31 12:42:32 UTC | hp05_07_CH_ZUESTA | hp05 | 07_CH | ZUESTA | component | ComfortBandHeatingDemand | building_name | BUI1
2026-07-31 12:42:32 UTC | hp05_07_CH_ZUESTA | hp05 | 07_CH | ZUESTA | component | ComfortBandHeatingDemand | name | ComfortBandHeatingDemand
2026-07-31 12:42:32 UTC | hp05_07_CH_ZUESTA | hp05 | 07_CH | ZUESTA | component | ComfortBandHeatingDemand | max_heating_power_in_watt | 7052.23
2026-07-31 12:42:32 UTC | hp05_07_CH_ZUESTA | hp05 | 07_CH | ZUESTA | component | ComfortBandHeatingDemand | proportional_gain_in_watt_per_kelvin | 14104.5
2026-07-31 12:42:32 UTC | hp05_07_CH_ZUESTA | hp05 | 07_CH | ZUESTA | component | StrictComfortSetpointModifier | building_name | BUI1
2026-07-31 12:42:32 UTC | hp05_07_CH_ZUESTA | hp05 | 07_CH | ZUESTA | component | StrictComfortSetpointModifier | name | StrictComfortSetpointModifier
2026-07-31 12:42:32 UTC | hp05_07_CH_ZUESTA | hp05 | 07_CH | ZUESTA | component | StrictComfortSetpointModifier | base_heating_setpoint_in_celsius | 20.5
2026-07-31 12:42:32 UTC | hp05_07_CH_ZUESTA | hp05 | 07_CH | ZUESTA | component | StrictComfortSetpointModifier | recovery_gain | 5
2026-07-31 12:42:32 UTC | hp05_07_CH_ZUESTA | hp05 | 07_CH | ZUESTA | component | StrictComfortSetpointModifier | max_recovery_boost_in_celsius | 5
2026-07-31 12:42:32 UTC | hp05_07_CH_ZUESTA | hp05 | 07_CH | ZUESTA | component | StrictComfortSetpointModifier | clamp_min_modifier_in_celsius
2026-07-31 12:42:32 UTC | hp05_07_CH_ZUESTA | hp05 | 07_CH | ZUESTA | component | StrictComfortSetpointModifier | clamp_max_modifier_in_celsius | 15
2026-07-31 12:42:32 UTC | hp05_07_CH_ZUESTA | hp05 | 07_CH | ZUESTA | component | TotalThermalBuildingDemand | building_name | BUI1
2026-07-31 12:42:32 UTC | hp05_07_CH_ZUESTA | hp05 | 07_CH | ZUESTA | component | TotalThermalBuildingDemand | name | TotalThermalBuildingDemand
2026-07-31 12:42:32 UTC | hp05_07_CH_ZUESTA | hp05 | 07_CH | ZUESTA | component | TotalThermalBuildingDemand | loadtype | LoadTypes.ANY
2026-07-31 12:42:32 UTC | hp05_07_CH_ZUESTA | hp05 | 07_CH | ZUESTA | component | TotalThermalBuildingDemand | unit | Units.WATT
2026-07-31 12:42:32 UTC | hp05_07_CH_ZUESTA | hp05 | 07_CH | ZUESTA | component | HeatDistributionController | building_name | BUI1
2026-07-31 12:42:32 UTC | hp05_07_CH_ZUESTA | hp05 | 07_CH | ZUESTA | component | HeatDistributionController | name | HeatDistributionController
2026-07-31 12:42:32 UTC | hp05_07_CH_ZUESTA | hp05 | 07_CH | ZUESTA | component | HeatDistributionController | heating_system | HeatDistributionSystemType.FLOORHEATING
2026-07-31 12:42:32 UTC | hp05_07_CH_ZUESTA | hp05 | 07_CH | ZUESTA | component | HeatDistributionController | set_heating_threshold_outside_temperature_in_celsius | 16
2026-07-31 12:42:32 UTC | hp05_07_CH_ZUESTA | hp05 | 07_CH | ZUESTA | component | HeatDistributionController | heating_reference_temperature_in_celsius | -8
2026-07-31 12:42:32 UTC | hp05_07_CH_ZUESTA | hp05 | 07_CH | ZUESTA | component | HeatDistributionController | set_heating_temperature_for_building_in_celsius | 20.5
2026-07-31 12:42:32 UTC | hp05_07_CH_ZUESTA | hp05 | 07_CH | ZUESTA | component | HeatDistributionController | set_cooling_temperature_for_building_in_celsius | 25
2026-07-31 12:42:32 UTC | hp05_07_CH_ZUESTA | hp05 | 07_CH | ZUESTA | component | HeatDistributionController | heating_load_of_building_in_watt | 7052.23
2026-07-31 12:42:32 UTC | hp05_07_CH_ZUESTA | hp05 | 07_CH | ZUESTA | heat_distribution | HeatDistributionSystem | absolute_conditioned_floor_area_in_m2 | 199
2026-07-31 12:42:32 UTC | hp05_07_CH_ZUESTA | hp05 | 07_CH | ZUESTA | thermal_storage | SimpleHotWaterStorage | volume_heating_water_storage_in_liter | 352.6
2026-07-31 12:42:32 UTC | hp05_07_CH_ZUESTA | hp05 | 07_CH | ZUESTA | component | BufferRemainingCapacity60C | building_name | BUI1
2026-07-31 12:42:32 UTC | hp05_07_CH_ZUESTA | hp05 | 07_CH | ZUESTA | component | BufferRemainingCapacity60C | name | BufferRemainingCapacity60C
2026-07-31 12:42:32 UTC | hp05_07_CH_ZUESTA | hp05 | 07_CH | ZUESTA | component | BufferRemainingCapacity60C | volume_heating_water_storage_in_liter | 352.6
2026-07-31 12:42:32 UTC | hp05_07_CH_ZUESTA | hp05 | 07_CH | ZUESTA | component | BufferRemainingCapacity60C | max_temperature_in_celsius | 6
2026-07-31 12:42:32 UTC | hp05_07_CH_ZUESTA | hp05 | 07_CH | ZUESTA | component | BufferRemainingCapacity60C | water_density_kg_per_liter | 0.992
2026-07-31 12:42:32 UTC | hp05_07_CH_ZUESTA | hp05 | 07_CH | ZUESTA | component | BufferRemainingCapacity60C | water_specific_heat_capacity_j_per_kg_per_k | 4180
2026-07-31 12:42:32 UTC | hp05_07_CH_ZUESTA | hp05 | 07_CH | ZUESTA | component | HeatPumpControllerSH | building_name | BUI1
2026-07-31 12:42:32 UTC | hp05_07_CH_ZUESTA | hp05 | 07_CH | ZUESTA | component | HeatPumpControllerSH | name | HeatPumpControllerSH
2026-07-31 12:42:32 UTC | hp05_07_CH_ZUESTA | hp05 | 07_CH | ZUESTA | component | HeatPumpControllerSH | mode | 2
2026-07-31 12:42:32 UTC | hp05_07_CH_ZUESTA | hp05 | 07_CH | ZUESTA | component | HeatPumpControllerSH | set_heating_threshold_outside_temperature_in_celsius | 16
2026-07-31 12:42:32 UTC | hp05_07_CH_ZUESTA | hp05 | 07_CH | ZUESTA | component | HeatPumpControllerSH | set_cooling_threshold_outside_temperature_in_celsius | 22
2026-07-31 12:42:32 UTC | hp05_07_CH_ZUESTA | hp05 | 07_CH | ZUESTA | component | HeatPumpControllerSH | upper_temperature_offset_for_state_conditions_in_celsius | 1
2026-07-31 12:42:32 UTC | hp05_07_CH_ZUESTA | hp05 | 07_CH | ZUESTA | component | HeatPumpControllerSH | lower_temperature_offset_for_state_conditions_in_celsius | 1
2026-07-31 12:42:32 UTC | hp05_07_CH_ZUESTA | hp05 | 07_CH | ZUESTA | component | HeatPumpControllerSH | heat_distribution_system_type | HeatDistributionSystemType.FLOORHEATING
2026-07-31 12:42:32 UTC | hp05_07_CH_ZUESTA | hp05 | 07_CH | ZUESTA | component | HeatPumpControllerDHW | building_name | BUI1
2026-07-31 12:42:32 UTC | hp05_07_CH_ZUESTA | hp05 | 07_CH | ZUESTA | component | HeatPumpControllerDHW | name | HeatPumpControllerDHW
2026-07-31 12:42:32 UTC | hp05_07_CH_ZUESTA | hp05 | 07_CH | ZUESTA | component | HeatPumpControllerDHW | t_min_dhw_storage_in_celsius | 4
2026-07-31 12:42:32 UTC | hp05_07_CH_ZUESTA | hp05 | 07_CH | ZUESTA | component | HeatPumpControllerDHW | t_max_dhw_storage_in_celsius | 6
2026-07-31 12:42:32 UTC | hp05_07_CH_ZUESTA | hp05 | 07_CH | ZUESTA | component | HeatPumpControllerDHW | thermalpower_dhw_is_constant | false
2026-07-31 12:42:32 UTC | hp05_07_CH_ZUESTA | hp05 | 07_CH | ZUESTA | component | HeatPumpControllerDHW | p_th_max_dhw_in_watt | 5000
2026-07-31 12:42:32 UTC | hp05_07_CH_ZUESTA | hp05 | 07_CH | ZUESTA | heat_generator | HeatPumpHPLib | set_thermal_output_power_in_watt | 4750
2026-07-31 12:42:32 UTC | hp05_07_CH_ZUESTA | hp05 | 07_CH | ZUESTA | heat_generator | HeatPumpHPLib | flow_temperature_in_celsius | 35
2026-07-31 12:42:32 UTC | hp05_07_CH_ZUESTA | hp05 | 07_CH | ZUESTA | heat_generator | HeatPumpHPLib | heating_reference_temperature_in_celsius | -7
2026-07-31 12:42:32 UTC | hp05_07_CH_ZUESTA | hp05 | 07_CH | ZUESTA | heat_generator | HeatPumpHPLib | with_domestic_hot_water_preparation | true
2026-07-31 12:42:32 UTC | hp05_07_CH_ZUESTA | hp05 | 07_CH | ZUESTA | heat_generator | HeatPumpHPLib | minimum_running_time_in_seconds | 14400
2026-07-31 12:42:32 UTC | hp05_07_CH_ZUESTA | hp05 | 07_CH | ZUESTA | heat_generator | HeatPumpHPLib | minimum_idle_time_in_seconds | 900
2026-07-31 12:42:32 UTC | hp05_07_CH_ZUESTA | hp05 | 07_CH | ZUESTA | heat_generator | HeatPumpHPLib | group_id | 1
2026-07-31 12:42:32 UTC | hp05_07_CH_ZUESTA | hp05 | 07_CH | ZUESTA | component | OilBoilerControllerPeak | building_name | BUI1
2026-07-31 12:42:32 UTC | hp05_07_CH_ZUESTA | hp05 | 07_CH | ZUESTA | component | OilBoilerControllerPeak | name | OilBoilerControllerPeak
2026-07-31 12:42:32 UTC | hp05_07_CH_ZUESTA | hp05 | 07_CH | ZUESTA | component | OilBoilerControllerPeak | is_modulating | true
2026-07-31 12:42:32 UTC | hp05_07_CH_ZUESTA | hp05 | 07_CH | ZUESTA | component | OilBoilerControllerPeak | set_heating_threshold_outside_temperature_in_celsius | 16
2026-07-31 12:42:32 UTC | hp05_07_CH_ZUESTA | hp05 | 07_CH | ZUESTA | component | OilBoilerControllerPeak | minimal_thermal_power_in_watt | 0
2026-07-31 12:42:32 UTC | hp05_07_CH_ZUESTA | hp05 | 07_CH | ZUESTA | component | OilBoilerControllerPeak | maximal_thermal_power_in_watt | 5
2026-07-31 12:42:32 UTC | hp05_07_CH_ZUESTA | hp05 | 07_CH | ZUESTA | component | OilBoilerControllerPeak | set_temperature_difference_for_full_power | 5
2026-07-31 12:42:32 UTC | hp05_07_CH_ZUESTA | hp05 | 07_CH | ZUESTA | component | OilBoilerControllerPeak | minimum_runtime_in_seconds | 1800
2026-07-31 12:42:32 UTC | hp05_07_CH_ZUESTA | hp05 | 07_CH | ZUESTA | component | OilBoilerControllerPeak | minimum_resting_time_in_seconds | 1800
2026-07-31 12:42:32 UTC | hp05_07_CH_ZUESTA | hp05 | 07_CH | ZUESTA | component | OilBoilerControllerPeak | with_domestic_hot_water_preparation | false
2026-07-31 12:42:32 UTC | hp05_07_CH_ZUESTA | hp05 | 07_CH | ZUESTA | component | OilBoilerControllerPeak | secondary_mode | false
2026-07-31 12:42:32 UTC | hp05_07_CH_ZUESTA | hp05 | 07_CH | ZUESTA | component | OilBoilerControllerPeak | hysteresis_water_temperature_offset | 2
2026-07-31 12:42:32 UTC | hp05_07_CH_ZUESTA | hp05 | 07_CH | ZUESTA | component | OilBoilerControllerPeak | seasonal_modulation_minimum_enabled | false
2026-07-31 12:42:32 UTC | hp05_07_CH_ZUESTA | hp05 | 07_CH | ZUESTA | component | OilBoilerControllerPeak | winter_modulation_minimum_thermal_power_in_watt
2026-07-31 12:42:32 UTC | hp05_07_CH_ZUESTA | hp05 | 07_CH | ZUESTA | component | OilBoilerControllerPeak | summer_modulation_minimum_thermal_power_in_watt
2026-07-31 12:42:32 UTC | hp05_07_CH_ZUESTA | hp05 | 07_CH | ZUESTA | component | OilBoilerControllerPeak | summer_modulation_daily_avg_outdoor_temperature_threshold_celsius | 16
2026-07-31 12:42:32 UTC | hp05_07_CH_ZUESTA | hp05 | 07_CH | ZUESTA | component | OilBoilerPeak | building_name | BUI1
2026-07-31 12:42:32 UTC | hp05_07_CH_ZUESTA | hp05 | 07_CH | ZUESTA | component | OilBoilerPeak | name | OilBoilerPeak
2026-07-31 12:42:32 UTC | hp05_07_CH_ZUESTA | hp05 | 07_CH | ZUESTA | component | OilBoilerPeak | energy_carrier | LoadTypes.OIL
2026-07-31 12:42:32 UTC | hp05_07_CH_ZUESTA | hp05 | 07_CH | ZUESTA | component | OilBoilerPeak | boiler_type | BoilerType.CONVENTIONAL
2026-07-31 12:42:32 UTC | hp05_07_CH_ZUESTA | hp05 | 07_CH | ZUESTA | component | OilBoilerPeak | minimal_thermal_power_in_watt | 0
2026-07-31 12:42:32 UTC | hp05_07_CH_ZUESTA | hp05 | 07_CH | ZUESTA | component | OilBoilerPeak | maximal_thermal_power_in_watt | 5
2026-07-31 12:42:32 UTC | hp05_07_CH_ZUESTA | hp05 | 07_CH | ZUESTA | component | OilBoilerPeak | eff_th_min | 0.6
2026-07-31 12:42:32 UTC | hp05_07_CH_ZUESTA | hp05 | 07_CH | ZUESTA | component | OilBoilerPeak | eff_th_max | 0.9
2026-07-31 12:42:32 UTC | hp05_07_CH_ZUESTA | hp05 | 07_CH | ZUESTA | component | OilBoilerPeak | temperature_delta_in_celsius | 20
2026-07-31 12:42:32 UTC | hp05_07_CH_ZUESTA | hp05 | 07_CH | ZUESTA | component | OilBoilerPeak | consumption_in_kilowatt_hour | 0
2026-07-31 12:42:32 UTC | hp05_07_CH_ZUESTA | hp05 | 07_CH | ZUESTA | component | FuelMeter | building_name | BUI1
2026-07-31 12:42:32 UTC | hp05_07_CH_ZUESTA | hp05 | 07_CH | ZUESTA | component | FuelMeter | name | FuelMeter
2026-07-31 12:42:32 UTC | hp05_07_CH_ZUESTA | hp05 | 07_CH | ZUESTA | component | FuelMeter | fuel_loadtype | LoadTypes.OIL
2026-07-31 12:42:32 UTC | hp05_07_CH_ZUESTA | hp05 | 07_CH | ZUESTA | component | FuelMeter | heating_value_of_fuel_in_kwh_per_liter | 9.822
2026-07-31 12:42:32 UTC | hp05_07_CH_ZUESTA | hp05 | 07_CH | ZUESTA | component | FuelMeter | fuel_density_in_kg_per_m3 | 83
2026-07-31 12:42:32 UTC | hp05_07_CH_ZUESTA | hp05 | 07_CH | ZUESTA | component | HeatGeneratorTotalThermalPower | building_name | BUI1
2026-07-31 12:42:32 UTC | hp05_07_CH_ZUESTA | hp05 | 07_CH | ZUESTA | component | HeatGeneratorTotalThermalPower | name | HeatGeneratorTotalThermalPower
2026-07-31 12:42:32 UTC | hp05_07_CH_ZUESTA | hp05 | 07_CH | ZUESTA | component | HeatGeneratorTotalThermalPower | loadtype | LoadTypes.ANY
2026-07-31 12:42:32 UTC | hp05_07_CH_ZUESTA | hp05 | 07_CH | ZUESTA | component | HeatGeneratorTotalThermalPower | unit | Units.WATT
2026-07-31 12:42:32 UTC | hp05_07_CH_ZUESTA | hp05 | 07_CH | ZUESTA | component | HeatGeneratorPlantDhwThermalPower | building_name | BUI1
2026-07-31 12:42:32 UTC | hp05_07_CH_ZUESTA | hp05 | 07_CH | ZUESTA | component | HeatGeneratorPlantDhwThermalPower | name | HeatGeneratorPlantDhwThermalPower
2026-07-31 12:42:32 UTC | hp05_07_CH_ZUESTA | hp05 | 07_CH | ZUESTA | component | HeatGeneratorPlantDhwThermalPower | loadtype | LoadTypes.ANY
2026-07-31 12:42:32 UTC | hp05_07_CH_ZUESTA | hp05 | 07_CH | ZUESTA | component | HeatGeneratorPlantDhwThermalPower | unit | Units.WATT
2026-07-31 12:42:32 UTC | hp05_07_CH_ZUESTA | hp05 | 07_CH | ZUESTA | component | SolarDhwThermalPower | building_name | BUI1
2026-07-31 12:42:32 UTC | hp05_07_CH_ZUESTA | hp05 | 07_CH | ZUESTA | component | SolarDhwThermalPower | name | SolarDhwThermalPower
2026-07-31 12:42:32 UTC | hp05_07_CH_ZUESTA | hp05 | 07_CH | ZUESTA | component | SolarDhwThermalPower | value_watt
2026-07-31 12:42:32 UTC | hp05_07_CH_ZUESTA | hp05 | 07_CH | ZUESTA | component | SolarDhwThermalPower | loadtype | LoadTypes.ANY
2026-07-31 12:42:32 UTC | hp05_07_CH_ZUESTA | hp05 | 07_CH | ZUESTA | component | SolarDhwThermalPower | unit | Units.WATT
2026-07-31 12:42:32 UTC | hp05_07_CH_ZUESTA | hp05 | 07_CH | ZUESTA | component | HeatGenHydraulicMixer | buildingName | BUI1
2026-07-31 12:42:32 UTC | hp05_07_CH_ZUESTA | hp05 | 07_CH | ZUESTA | component | HeatGenHydraulicMixer | name | HeatGenHydraulicMixer
2026-07-31 12:42:32 UTC | hp05_07_CH_ZUESTA | hp05 | 07_CH | ZUESTA | component | FlexibilityPotential | building_name | BUI1
2026-07-31 12:42:32 UTC | hp05_07_CH_ZUESTA | hp05 | 07_CH | ZUESTA | component | FlexibilityPotential | name | FlexibilityPotential
2026-07-31 12:42:32 UTC | hp05_07_CH_ZUESTA | hp05 | 07_CH | ZUESTA | component | FlexibilityPotential | fallback_heating_cop | 1
2026-07-31 12:42:32 UTC | hp05_07_CH_ZUESTA | hp05 | 07_CH | ZUESTA | component | FlexibilityPotential | fallback_cooling_eer
2026-07-31 12:42:32 UTC | hp05_07_CH_ZUESTA | hp05 | 07_CH | ZUESTA | component | BatteryStoredEnergyWh | building_name | BUI1
2026-07-31 12:42:32 UTC | hp05_07_CH_ZUESTA | hp05 | 07_CH | ZUESTA | component | BatteryStoredEnergyWh | name | BatteryStoredEnergyWh
2026-07-31 12:42:32 UTC | hp05_07_CH_ZUESTA | hp05 | 07_CH | ZUESTA | component | BatteryStoredEnergyWh | capacity_in_kwh | 12.66
2026-07-31 12:42:32 UTC | hp05_07_CH_ZUESTA | hp05 | 07_CH | ZUESTA | component | EvStoredEnergyWhSum | building_name | BUI1
2026-07-31 12:42:32 UTC | hp05_07_CH_ZUESTA | hp05 | 07_CH | ZUESTA | component | EvStoredEnergyWhSum | name | EvStoredEnergyWhSum
2026-07-31 12:42:32 UTC | hp05_07_CH_ZUESTA | hp05 | 07_CH | ZUESTA | component | EvStoredEnergyWhSum | loadtype | LoadTypes.ELECTRICITY
2026-07-31 12:42:32 UTC | hp05_07_CH_ZUESTA | hp05 | 07_CH | ZUESTA | component | EvStoredEnergyWhSum | unit | Units.WATT_HOUR
2026-07-31 12:42:32 UTC | hp05_07_CH_ZUESTA | hp05 | 07_CH | ZUESTA | component | Car_2_22kW_Charging_Power_avg_Speed_30_kmh_1 | building_name | BUI1
2026-07-31 12:42:32 UTC | hp05_07_CH_ZUESTA | hp05 | 07_CH | ZUESTA | component | Car_2_22kW_Charging_Power_avg_Speed_30_kmh_1 | name | Car_2_22kW_Charging_Power_avg_Speed_30_kmh_1
2026-07-31 12:42:32 UTC | hp05_07_CH_ZUESTA | hp05 | 07_CH | ZUESTA | component | Car_2_22kW_Charging_Power_avg_Speed_30_kmh_1 | source_weight | 1
2026-07-31 12:42:32 UTC | hp05_07_CH_ZUESTA | hp05 | 07_CH | ZUESTA | component | Car_2_22kW_Charging_Power_avg_Speed_30_kmh_1 | fuel | LoadTypes.ELECTRICITY
2026-07-31 12:42:32 UTC | hp05_07_CH_ZUESTA | hp05 | 07_CH | ZUESTA | component | Car_2_22kW_Charging_Power_avg_Speed_30_kmh_1 | consumption_per_km | 0.15
2026-07-31 12:42:32 UTC | hp05_07_CH_ZUESTA | hp05 | 07_CH | ZUESTA | component | Car_2_22kW_Charging_Power_avg_Speed_30_kmh_1 | device_co2_footprint_in_kg | 8899.4
2026-07-31 12:42:32 UTC | hp05_07_CH_ZUESTA | hp05 | 07_CH | ZUESTA | component | Car_2_22kW_Charging_Power_avg_Speed_30_kmh_1 | investment_costs_in_euro | 44498
2026-07-31 12:42:32 UTC | hp05_07_CH_ZUESTA | hp05 | 07_CH | ZUESTA | component | Car_2_22kW_Charging_Power_avg_Speed_30_kmh_1 | lifetime_in_years | 18
2026-07-31 12:42:32 UTC | hp05_07_CH_ZUESTA | hp05 | 07_CH | ZUESTA | component | Car_2_22kW_Charging_Power_avg_Speed_30_kmh_1 | maintenance_costs_in_euro_per_year | 89
2026-07-31 12:42:32 UTC | hp05_07_CH_ZUESTA | hp05 | 07_CH | ZUESTA | component | CarBattery_1 | building_name | BUI1
2026-07-31 12:42:32 UTC | hp05_07_CH_ZUESTA | hp05 | 07_CH | ZUESTA | component | CarBattery_1 | name | CarBattery_1
2026-07-31 12:42:32 UTC | hp05_07_CH_ZUESTA | hp05 | 07_CH | ZUESTA | component | CarBattery_1 | source_weight | 4
2026-07-31 12:42:32 UTC | hp05_07_CH_ZUESTA | hp05 | 07_CH | ZUESTA | component | CarBattery_1 | system_id | SG1
2026-07-31 12:42:32 UTC | hp05_07_CH_ZUESTA | hp05 | 07_CH | ZUESTA | component | CarBattery_1 | p_inv_custom | 10000
2026-07-31 12:42:32 UTC | hp05_07_CH_ZUESTA | hp05 | 07_CH | ZUESTA | component | CarBattery_1 | e_bat_custom | 30
2026-07-31 12:42:32 UTC | hp05_07_CH_ZUESTA | hp05 | 07_CH | ZUESTA | component | CarBattery_1 | charge | 0
2026-07-31 12:42:32 UTC | hp05_07_CH_ZUESTA | hp05 | 07_CH | ZUESTA | component | CarBattery_1 | discharge | 0
2026-07-31 12:42:32 UTC | hp05_07_CH_ZUESTA | hp05 | 07_CH | ZUESTA | component | L1EVChargeControl_1 | building_name | BUI1
2026-07-31 12:42:32 UTC | hp05_07_CH_ZUESTA | hp05 | 07_CH | ZUESTA | component | L1EVChargeControl_1 | name | L1EVChargeControl_1
2026-07-31 12:42:32 UTC | hp05_07_CH_ZUESTA | hp05 | 07_CH | ZUESTA | component | L1EVChargeControl_1 | source_weight | 4
2026-07-31 12:42:32 UTC | hp05_07_CH_ZUESTA | hp05 | 07_CH | ZUESTA | component | L1EVChargeControl_1 | battery_set | 0.8
2026-07-31 12:42:32 UTC | hp05_07_CH_ZUESTA | hp05 | 07_CH | ZUESTA | component | L1EVChargeControl_1 | lower_threshold_charging_power | 37
2026-07-31 12:42:32 UTC | hp05_07_CH_ZUESTA | hp05 | 07_CH | ZUESTA | component | L1EVChargeControl_1 | device_co2_footprint_in_kg | 100
2026-07-31 12:42:32 UTC | hp05_07_CH_ZUESTA | hp05 | 07_CH | ZUESTA | component | L1EVChargeControl_1 | investment_costs_in_euro | 1000
2026-07-31 12:42:32 UTC | hp05_07_CH_ZUESTA | hp05 | 07_CH | ZUESTA | component | L1EVChargeControl_1 | lifetime_in_years | 10
2026-07-31 12:42:32 UTC | hp05_07_CH_ZUESTA | hp05 | 07_CH | ZUESTA | component | L1EVChargeControl_1 | maintenance_costs_in_euro_per_year | 5
2026-07-31 12:42:32 UTC | hp05_08_CH_ZUESTA | hp05 | 08_CH | ZUESTA | simulation | SimulationParameters | year | 2050
2026-07-31 12:42:32 UTC | hp05_08_CH_ZUESTA | hp05 | 08_CH | ZUESTA | simulation | SimulationParameters | seconds_per_timestep | 9 | s
2026-07-31 12:42:32 UTC | hp05_08_CH_ZUESTA | hp05 | 08_CH | ZUESTA | simulation | SimulationParameters | country | CH
2026-07-31 12:42:32 UTC | hp05_08_CH_ZUESTA | hp05 | 08_CH | ZUESTA | cli | cli_overrides | ARCH | 08_CH
2026-07-31 12:42:32 UTC | hp05_08_CH_ZUESTA | hp05 | 08_CH | ZUESTA | cli | cli_overrides | WEATHER | ZUESTA
2026-07-31 12:42:32 UTC | hp05_08_CH_ZUESTA | hp05 | 08_CH | ZUESTA | cli | cli_overrides | TIME_HORIZON | future
2026-07-31 12:42:32 UTC | hp05_08_CH_ZUESTA | hp05 | 08_CH | ZUESTA | cli | cli_overrides | SCENARIO | none
2026-07-31 12:42:32 UTC | hp05_08_CH_ZUESTA | hp05 | 08_CH | ZUESTA | cli | cli_overrides | OCC | SIA2024
2026-07-31 12:42:32 UTC | hp05_08_CH_ZUESTA | hp05 | 08_CH | ZUESTA | cli | cli_overrides | HEATGEN_SIZING | IDEAL_LOOKUP
2026-07-31 12:42:32 UTC | hp05_08_CH_ZUESTA | hp05 | 08_CH | ZUESTA | cli | cli_overrides | HP_MODEL | Panasonic Deutschland / AQUAREA [WH-MDC05F3E5]
2026-07-31 12:42:32 UTC | hp05_08_CH_ZUESTA | hp05 | 08_CH | ZUESTA | cli | cli_overrides | HP_NOMINAL_POWER_W | 4750
2026-07-31 12:42:32 UTC | hp05_08_CH_ZUESTA | hp05 | 08_CH | ZUESTA | cli | cli_overrides | HP_SHARE_OF_IDEAL | 0.8
2026-07-31 12:42:32 UTC | hp05_08_CH_ZUESTA | hp05 | 08_CH | ZUESTA | component | EvStoredEnergyWh_1 | building_name | BUI1
2026-07-31 12:42:32 UTC | hp05_08_CH_ZUESTA | hp05 | 08_CH | ZUESTA | component | EvStoredEnergyWh_1 | name | EvStoredEnergyWh_1
2026-07-31 12:42:32 UTC | hp05_08_CH_ZUESTA | hp05 | 08_CH | ZUESTA | component | EvStoredEnergyWh_1 | capacity_in_kwh | 3
2026-07-31 12:42:32 UTC | hp05_08_CH_ZUESTA | hp05 | 08_CH | ZUESTA | internal_loads | SIA2024Occupancy | conditioned_floor_area_in_m2 | 201
2026-07-31 12:42:32 UTC | hp05_08_CH_ZUESTA | hp05 | 08_CH | ZUESTA | internal_loads | SIA2024Occupancy | appliances_load_w_per_m2 | 1
2026-07-31 12:42:32 UTC | hp05_08_CH_ZUESTA | hp05 | 08_CH | ZUESTA | internal_loads | SIA2024Occupancy | lighting_load_w_per_m2 | 3
2026-07-31 12:42:32 UTC | hp05_08_CH_ZUESTA | hp05 | 08_CH | ZUESTA | internal_loads | SIA2024Occupancy | lighting_annual_full_load_hours | 846
2026-07-31 12:42:32 UTC | hp05_08_CH_ZUESTA | hp05 | 08_CH | ZUESTA | internal_loads | SIA2024Occupancy | appliances_yearly_utilization_per_month | 0.7995
2026-07-31 12:42:32 UTC | hp05_08_CH_ZUESTA | hp05 | 08_CH | ZUESTA | weather | Weather | source_path | C:\Users\het\HiSim\hisim\inputs\weather\custom_csv\Zurich\NABZUE_2060_RCP85_DRY.csv
2026-07-31 12:42:32 UTC | hp05_08_CH_ZUESTA | hp05 | 08_CH | ZUESTA | weather | Weather | location | Zurich
2026-07-31 12:42:32 UTC | hp05_08_CH_ZUESTA | hp05 | 08_CH | ZUESTA | weather | Weather | name | Weather
2026-07-31 12:42:32 UTC | hp05_08_CH_ZUESTA | hp05 | 08_CH | ZUESTA | pv | PVSystem | power_in_watt | 12759.4
2026-07-31 12:42:32 UTC | hp05_08_CH_ZUESTA | hp05 | 08_CH | ZUESTA | pv | PVSystem | tilt | 30
2026-07-31 12:42:32 UTC | hp05_08_CH_ZUESTA | hp05 | 08_CH | ZUESTA | pv | PVSystem | azimuth | 180
2026-07-31 12:42:32 UTC | hp05_08_CH_ZUESTA | hp05 | 08_CH | ZUESTA | pv | PVSystem | location | ZUESTA
2026-07-31 12:42:32 UTC | hp05_08_CH_ZUESTA | hp05 | 08_CH | ZUESTA | component | ElectricityMeter | building_name | BUI1
2026-07-31 12:42:32 UTC | hp05_08_CH_ZUESTA | hp05 | 08_CH | ZUESTA | component | ElectricityMeter | name | ElectricityMeter
2026-07-31 12:42:32 UTC | hp05_08_CH_ZUESTA | hp05 | 08_CH | ZUESTA | component | L2EMSElectricityController | building_name | BUI1
2026-07-31 12:42:32 UTC | hp05_08_CH_ZUESTA | hp05 | 08_CH | ZUESTA | component | L2EMSElectricityController | name | L2EMSElectricityController
2026-07-31 12:42:32 UTC | hp05_08_CH_ZUESTA | hp05 | 08_CH | ZUESTA | component | L2EMSElectricityController | strategy | optimize_own_consumption
2026-07-31 12:42:32 UTC | hp05_08_CH_ZUESTA | hp05 | 08_CH | ZUESTA | component | L2EMSElectricityController | limit_to_shave | 0
2026-07-31 12:42:32 UTC | hp05_08_CH_ZUESTA | hp05 | 08_CH | ZUESTA | component | L2EMSElectricityController | building_indoor_temperature_offset_value | 2
2026-07-31 12:42:32 UTC | hp05_08_CH_ZUESTA | hp05 | 08_CH | ZUESTA | component | L2EMSElectricityController | domestic_hot_water_storage_temperature_offset_value | 10
2026-07-31 12:42:32 UTC | hp05_08_CH_ZUESTA | hp05 | 08_CH | ZUESTA | component | L2EMSElectricityController | space_heating_water_storage_temperature_offset_value | 10
2026-07-31 12:42:32 UTC | hp05_08_CH_ZUESTA | hp05 | 08_CH | ZUESTA | building | Building | building_name | 2001_2010
2026-07-31 12:42:32 UTC | hp05_08_CH_ZUESTA | hp05 | 08_CH | ZUESTA | building | Building | building_code | AT.N.SFH.07.Gen.ReEx.001.002
2026-07-31 12:42:32 UTC | hp05_08_CH_ZUESTA | hp05 | 08_CH | ZUESTA | building | Building | building_heat_capacity_class | heavy
2026-07-31 12:42:32 UTC | hp05_08_CH_ZUESTA | hp05 | 08_CH | ZUESTA | building | Building | absolute_conditioned_floor_area_in_m2 | 201
2026-07-31 12:42:32 UTC | hp05_08_CH_ZUESTA | hp05 | 08_CH | ZUESTA | building | Building | heating_reference_temperature_in_celsius | -8
2026-07-31 12:42:32 UTC | hp05_08_CH_ZUESTA | hp05 | 08_CH | ZUESTA | building | Building | floor_u_value_in_watt_per_m2_per_kelvin | 0.38
2026-07-31 12:42:32 UTC | hp05_08_CH_ZUESTA | hp05 | 08_CH | ZUESTA | building | Building | floor_area_in_m2 | 84.2
2026-07-31 12:42:32 UTC | hp05_08_CH_ZUESTA | hp05 | 08_CH | ZUESTA | building | Building | facade_u_value_in_watt_per_m2_per_kelvin | 0.3
2026-07-31 12:42:32 UTC | hp05_08_CH_ZUESTA | hp05 | 08_CH | ZUESTA | building | Building | facade_area_in_m2 | 177.6
2026-07-31 12:42:32 UTC | hp05_08_CH_ZUESTA | hp05 | 08_CH | ZUESTA | building | Building | roof_u_value_in_watt_per_m2_per_kelvin | 0.26
2026-07-31 12:42:32 UTC | hp05_08_CH_ZUESTA | hp05 | 08_CH | ZUESTA | building | Building | roof_area_in_m2 | 96.76
2026-07-31 12:42:32 UTC | hp05_08_CH_ZUESTA | hp05 | 08_CH | ZUESTA | building | Building | window_u_value_in_watt_per_m2_per_kelvin | 1.5
2026-07-31 12:42:32 UTC | hp05_08_CH_ZUESTA | hp05 | 08_CH | ZUESTA | building | Building | window_area_in_m2 | 32.16
2026-07-31 12:42:32 UTC | hp05_08_CH_ZUESTA | hp05 | 08_CH | ZUESTA | building | Building | door_u_value_in_watt_per_m2_per_kelvin
2026-07-31 12:42:32 UTC | hp05_08_CH_ZUESTA | hp05 | 08_CH | ZUESTA | building | Building | door_area_in_m2
2026-07-31 12:42:32 UTC | hp05_08_CH_ZUESTA | hp05 | 08_CH | ZUESTA | building | Building | set_heating_temperature_in_celsius | 20.5
2026-07-31 12:42:32 UTC | hp05_08_CH_ZUESTA | hp05 | 08_CH | ZUESTA | building | Building | set_cooling_temperature_in_celsius | 25
2026-07-31 12:42:32 UTC | hp05_08_CH_ZUESTA | hp05 | 08_CH | ZUESTA | building | Building | natural_ventilation_m3_per_h_per_person | 29
2026-07-31 12:42:32 UTC | hp05_08_CH_ZUESTA | hp05 | 08_CH | ZUESTA | building | Building | sia_natural_ventilation_m3_per_h_per_m2 | 0.6
2026-07-31 12:42:32 UTC | hp05_08_CH_ZUESTA | hp05 | 08_CH | ZUESTA | building | Building | swiss_infiltration_rate_per_h | 0.15
2026-07-31 12:42:32 UTC | hp05_08_CH_ZUESTA | hp05 | 08_CH | ZUESTA | building | Building | heating_demand_mode | iso13790
2026-07-31 12:42:32 UTC | hp05_08_CH_ZUESTA | hp05 | 08_CH | ZUESTA | building | Building | operative_heating_proportional_band_in_celsius | 1
2026-07-31 12:42:32 UTC | hp05_08_CH_ZUESTA | hp05 | 08_CH | ZUESTA | building | Building | operative_heating_proportional_gain | 1
2026-07-31 12:42:32 UTC | hp05_08_CH_ZUESTA | hp05 | 08_CH | ZUESTA | building | Building | control_comfort_lower_bound_shift_in_celsius
2026-07-31 12:42:32 UTC | hp05_08_CH_ZUESTA | hp05 | 08_CH | ZUESTA | building | Building | comfort_aware_seasonal_heating_gate | true
2026-07-31 12:42:32 UTC | hp05_08_CH_ZUESTA | hp05 | 08_CH | ZUESTA | component | StrictComfortDemandController | building_name | BUI1
2026-07-31 12:42:32 UTC | hp05_08_CH_ZUESTA | hp05 | 08_CH | ZUESTA | component | StrictComfortDemandController | name | StrictComfortDemandController
2026-07-31 12:42:32 UTC | hp05_08_CH_ZUESTA | hp05 | 08_CH | ZUESTA | component | StrictComfortDemandController | temperature_air_heating_in_celsius | 20.5
2026-07-31 12:42:32 UTC | hp05_08_CH_ZUESTA | hp05 | 08_CH | ZUESTA | component | StrictComfortDemandController | temperature_air_cooling_in_celsius | 24
2026-07-31 12:42:32 UTC | hp05_08_CH_ZUESTA | hp05 | 08_CH | ZUESTA | component | StrictComfortDemandController | offset | 0.5
2026-07-31 12:42:32 UTC | hp05_08_CH_ZUESTA | hp05 | 08_CH | ZUESTA | component | StrictComfortDemandController | mode | 2
2026-07-31 12:42:32 UTC | hp05_08_CH_ZUESTA | hp05 | 08_CH | ZUESTA | component | StrictComfortDemandController | use_adaptive_comfort_band | true
2026-07-31 12:42:32 UTC | hp05_08_CH_ZUESTA | hp05 | 08_CH | ZUESTA | component | StrictComfortDemandController | control_strategy | strict_comfort_band_v1
2026-07-31 12:42:32 UTC | hp05_08_CH_ZUESTA | hp05 | 08_CH | ZUESTA | component | StrictComfortDemandController | comfort_band_inner_offset_in_celsius | 0.5
2026-07-31 12:42:32 UTC | hp05_08_CH_ZUESTA | hp05 | 08_CH | ZUESTA | component | StrictComfortDemandController | comfort_band_inner_offset_lower_in_celsius | 1
2026-07-31 12:42:32 UTC | hp05_08_CH_ZUESTA | hp05 | 08_CH | ZUESTA | component | StrictComfortDemandController | comfort_band_inner_offset_upper_in_celsius | 0.5
2026-07-31 12:42:32 UTC | hp05_08_CH_ZUESTA | hp05 | 08_CH | ZUESTA | component | StrictComfortDemandController | heating_disabled_above_running_mean_outdoor_temperature_in_celsius | 18
2026-07-31 12:42:32 UTC | hp05_08_CH_ZUESTA | hp05 | 08_CH | ZUESTA | component | StrictComfortDemandController | cooling_enabled_above_running_mean_outdoor_temperature_in_celsius | 22
2026-07-31 12:42:32 UTC | hp05_08_CH_ZUESTA | hp05 | 08_CH | ZUESTA | component | ComfortBandHeatingDemand | building_name | BUI1
2026-07-31 12:42:32 UTC | hp05_08_CH_ZUESTA | hp05 | 08_CH | ZUESTA | component | ComfortBandHeatingDemand | name | ComfortBandHeatingDemand
2026-07-31 12:42:32 UTC | hp05_08_CH_ZUESTA | hp05 | 08_CH | ZUESTA | component | ComfortBandHeatingDemand | max_heating_power_in_watt | 5754.87
2026-07-31 12:42:32 UTC | hp05_08_CH_ZUESTA | hp05 | 08_CH | ZUESTA | component | ComfortBandHeatingDemand | proportional_gain_in_watt_per_kelvin | 11509.7
2026-07-31 12:42:32 UTC | hp05_08_CH_ZUESTA | hp05 | 08_CH | ZUESTA | component | StrictComfortSetpointModifier | building_name | BUI1
2026-07-31 12:42:32 UTC | hp05_08_CH_ZUESTA | hp05 | 08_CH | ZUESTA | component | StrictComfortSetpointModifier | name | StrictComfortSetpointModifier
2026-07-31 12:42:32 UTC | hp05_08_CH_ZUESTA | hp05 | 08_CH | ZUESTA | component | StrictComfortSetpointModifier | base_heating_setpoint_in_celsius | 20.5
2026-07-31 12:42:32 UTC | hp05_08_CH_ZUESTA | hp05 | 08_CH | ZUESTA | component | StrictComfortSetpointModifier | recovery_gain | 5
2026-07-31 12:42:32 UTC | hp05_08_CH_ZUESTA | hp05 | 08_CH | ZUESTA | component | StrictComfortSetpointModifier | max_recovery_boost_in_celsius | 5
2026-07-31 12:42:32 UTC | hp05_08_CH_ZUESTA | hp05 | 08_CH | ZUESTA | component | StrictComfortSetpointModifier | clamp_min_modifier_in_celsius
2026-07-31 12:42:32 UTC | hp05_08_CH_ZUESTA | hp05 | 08_CH | ZUESTA | component | StrictComfortSetpointModifier | clamp_max_modifier_in_celsius | 15
2026-07-31 12:42:32 UTC | hp05_08_CH_ZUESTA | hp05 | 08_CH | ZUESTA | component | TotalThermalBuildingDemand | building_name | BUI1
2026-07-31 12:42:32 UTC | hp05_08_CH_ZUESTA | hp05 | 08_CH | ZUESTA | component | TotalThermalBuildingDemand | name | TotalThermalBuildingDemand
2026-07-31 12:42:32 UTC | hp05_08_CH_ZUESTA | hp05 | 08_CH | ZUESTA | component | TotalThermalBuildingDemand | loadtype | LoadTypes.ANY
2026-07-31 12:42:32 UTC | hp05_08_CH_ZUESTA | hp05 | 08_CH | ZUESTA | component | TotalThermalBuildingDemand | unit | Units.WATT
2026-07-31 12:42:32 UTC | hp05_08_CH_ZUESTA | hp05 | 08_CH | ZUESTA | component | HeatDistributionController | building_name | BUI1
2026-07-31 12:42:32 UTC | hp05_08_CH_ZUESTA | hp05 | 08_CH | ZUESTA | component | HeatDistributionController | name | HeatDistributionController
2026-07-31 12:42:32 UTC | hp05_08_CH_ZUESTA | hp05 | 08_CH | ZUESTA | component | HeatDistributionController | heating_system | HeatDistributionSystemType.FLOORHEATING
2026-07-31 12:42:32 UTC | hp05_08_CH_ZUESTA | hp05 | 08_CH | ZUESTA | component | HeatDistributionController | set_heating_threshold_outside_temperature_in_celsius | 16
2026-07-31 12:42:32 UTC | hp05_08_CH_ZUESTA | hp05 | 08_CH | ZUESTA | component | HeatDistributionController | heating_reference_temperature_in_celsius | -8
2026-07-31 12:42:32 UTC | hp05_08_CH_ZUESTA | hp05 | 08_CH | ZUESTA | component | HeatDistributionController | set_heating_temperature_for_building_in_celsius | 20.5
2026-07-31 12:42:32 UTC | hp05_08_CH_ZUESTA | hp05 | 08_CH | ZUESTA | component | HeatDistributionController | set_cooling_temperature_for_building_in_celsius | 25
2026-07-31 12:42:32 UTC | hp05_08_CH_ZUESTA | hp05 | 08_CH | ZUESTA | component | HeatDistributionController | heating_load_of_building_in_watt | 5754.87
2026-07-31 12:42:32 UTC | hp05_08_CH_ZUESTA | hp05 | 08_CH | ZUESTA | heat_distribution | HeatDistributionSystem | absolute_conditioned_floor_area_in_m2 | 201
2026-07-31 12:42:32 UTC | hp05_08_CH_ZUESTA | hp05 | 08_CH | ZUESTA | thermal_storage | SimpleHotWaterStorage | volume_heating_water_storage_in_liter | 287.7
2026-07-31 12:42:32 UTC | hp05_08_CH_ZUESTA | hp05 | 08_CH | ZUESTA | component | BufferRemainingCapacity60C | building_name | BUI1
2026-07-31 12:42:32 UTC | hp05_08_CH_ZUESTA | hp05 | 08_CH | ZUESTA | component | BufferRemainingCapacity60C | name | BufferRemainingCapacity60C
2026-07-31 12:42:32 UTC | hp05_08_CH_ZUESTA | hp05 | 08_CH | ZUESTA | component | BufferRemainingCapacity60C | volume_heating_water_storage_in_liter | 287.7
2026-07-31 12:42:32 UTC | hp05_08_CH_ZUESTA | hp05 | 08_CH | ZUESTA | component | BufferRemainingCapacity60C | max_temperature_in_celsius | 6
2026-07-31 12:42:32 UTC | hp05_08_CH_ZUESTA | hp05 | 08_CH | ZUESTA | component | BufferRemainingCapacity60C | water_density_kg_per_liter | 0.992
2026-07-31 12:42:32 UTC | hp05_08_CH_ZUESTA | hp05 | 08_CH | ZUESTA | component | BufferRemainingCapacity60C | water_specific_heat_capacity_j_per_kg_per_k | 4180
2026-07-31 12:42:32 UTC | hp05_08_CH_ZUESTA | hp05 | 08_CH | ZUESTA | component | HeatPumpControllerSH | building_name | BUI1
2026-07-31 12:42:32 UTC | hp05_08_CH_ZUESTA | hp05 | 08_CH | ZUESTA | component | HeatPumpControllerSH | name | HeatPumpControllerSH
2026-07-31 12:42:32 UTC | hp05_08_CH_ZUESTA | hp05 | 08_CH | ZUESTA | component | HeatPumpControllerSH | mode | 2
2026-07-31 12:42:32 UTC | hp05_08_CH_ZUESTA | hp05 | 08_CH | ZUESTA | component | HeatPumpControllerSH | set_heating_threshold_outside_temperature_in_celsius | 16
2026-07-31 12:42:32 UTC | hp05_08_CH_ZUESTA | hp05 | 08_CH | ZUESTA | component | HeatPumpControllerSH | set_cooling_threshold_outside_temperature_in_celsius | 22
2026-07-31 12:42:32 UTC | hp05_08_CH_ZUESTA | hp05 | 08_CH | ZUESTA | component | HeatPumpControllerSH | upper_temperature_offset_for_state_conditions_in_celsius | 1
2026-07-31 12:42:32 UTC | hp05_08_CH_ZUESTA | hp05 | 08_CH | ZUESTA | component | HeatPumpControllerSH | lower_temperature_offset_for_state_conditions_in_celsius | 1
2026-07-31 12:42:32 UTC | hp05_08_CH_ZUESTA | hp05 | 08_CH | ZUESTA | component | HeatPumpControllerSH | heat_distribution_system_type | HeatDistributionSystemType.FLOORHEATING
2026-07-31 12:42:32 UTC | hp05_08_CH_ZUESTA | hp05 | 08_CH | ZUESTA | component | HeatPumpControllerDHW | building_name | BUI1
2026-07-31 12:42:32 UTC | hp05_08_CH_ZUESTA | hp05 | 08_CH | ZUESTA | component | HeatPumpControllerDHW | name | HeatPumpControllerDHW
2026-07-31 12:42:32 UTC | hp05_08_CH_ZUESTA | hp05 | 08_CH | ZUESTA | component | HeatPumpControllerDHW | t_min_dhw_storage_in_celsius | 4
2026-07-31 12:42:32 UTC | hp05_08_CH_ZUESTA | hp05 | 08_CH | ZUESTA | component | HeatPumpControllerDHW | t_max_dhw_storage_in_celsius | 6
2026-07-31 12:42:32 UTC | hp05_08_CH_ZUESTA | hp05 | 08_CH | ZUESTA | component | HeatPumpControllerDHW | thermalpower_dhw_is_constant | false
2026-07-31 12:42:32 UTC | hp05_08_CH_ZUESTA | hp05 | 08_CH | ZUESTA | component | HeatPumpControllerDHW | p_th_max_dhw_in_watt | 5000
2026-07-31 12:42:32 UTC | hp05_08_CH_ZUESTA | hp05 | 08_CH | ZUESTA | heat_generator | HeatPumpHPLib | set_thermal_output_power_in_watt | 4750
2026-07-31 12:42:32 UTC | hp05_08_CH_ZUESTA | hp05 | 08_CH | ZUESTA | heat_generator | HeatPumpHPLib | flow_temperature_in_celsius | 35
2026-07-31 12:42:32 UTC | hp05_08_CH_ZUESTA | hp05 | 08_CH | ZUESTA | heat_generator | HeatPumpHPLib | heating_reference_temperature_in_celsius | -7
2026-07-31 12:42:32 UTC | hp05_08_CH_ZUESTA | hp05 | 08_CH | ZUESTA | heat_generator | HeatPumpHPLib | with_domestic_hot_water_preparation | true
2026-07-31 12:42:32 UTC | hp05_08_CH_ZUESTA | hp05 | 08_CH | ZUESTA | heat_generator | HeatPumpHPLib | minimum_running_time_in_seconds | 14400
2026-07-31 12:42:32 UTC | hp05_08_CH_ZUESTA | hp05 | 08_CH | ZUESTA | heat_generator | HeatPumpHPLib | minimum_idle_time_in_seconds | 900
2026-07-31 12:42:32 UTC | hp05_08_CH_ZUESTA | hp05 | 08_CH | ZUESTA | heat_generator | HeatPumpHPLib | group_id | 1
2026-07-31 12:42:32 UTC | hp05_08_CH_ZUESTA | hp05 | 08_CH | ZUESTA | component | OilBoilerControllerPeak | building_name | BUI1
2026-07-31 12:42:32 UTC | hp05_08_CH_ZUESTA | hp05 | 08_CH | ZUESTA | component | OilBoilerControllerPeak | name | OilBoilerControllerPeak
2026-07-31 12:42:32 UTC | hp05_08_CH_ZUESTA | hp05 | 08_CH | ZUESTA | component | OilBoilerControllerPeak | is_modulating | true
2026-07-31 12:42:32 UTC | hp05_08_CH_ZUESTA | hp05 | 08_CH | ZUESTA | component | OilBoilerControllerPeak | set_heating_threshold_outside_temperature_in_celsius | 16
2026-07-31 12:42:32 UTC | hp05_08_CH_ZUESTA | hp05 | 08_CH | ZUESTA | component | OilBoilerControllerPeak | minimal_thermal_power_in_watt | 0
2026-07-31 12:42:32 UTC | hp05_08_CH_ZUESTA | hp05 | 08_CH | ZUESTA | component | OilBoilerControllerPeak | maximal_thermal_power_in_watt | 5
2026-07-31 12:42:32 UTC | hp05_08_CH_ZUESTA | hp05 | 08_CH | ZUESTA | component | OilBoilerControllerPeak | set_temperature_difference_for_full_power | 5
2026-07-31 12:42:32 UTC | hp05_08_CH_ZUESTA | hp05 | 08_CH | ZUESTA | component | OilBoilerControllerPeak | minimum_runtime_in_seconds | 1800
2026-07-31 12:42:32 UTC | hp05_08_CH_ZUESTA | hp05 | 08_CH | ZUESTA | component | OilBoilerControllerPeak | minimum_resting_time_in_seconds | 1800
2026-07-31 12:42:32 UTC | hp05_08_CH_ZUESTA | hp05 | 08_CH | ZUESTA | component | OilBoilerControllerPeak | with_domestic_hot_water_preparation | false
2026-07-31 12:42:32 UTC | hp05_08_CH_ZUESTA | hp05 | 08_CH | ZUESTA | component | OilBoilerControllerPeak | secondary_mode | false
2026-07-31 12:42:32 UTC | hp05_08_CH_ZUESTA | hp05 | 08_CH | ZUESTA | component | OilBoilerControllerPeak | hysteresis_water_temperature_offset | 2
2026-07-31 12:42:32 UTC | hp05_08_CH_ZUESTA | hp05 | 08_CH | ZUESTA | component | OilBoilerControllerPeak | seasonal_modulation_minimum_enabled | false
2026-07-31 12:42:32 UTC | hp05_08_CH_ZUESTA | hp05 | 08_CH | ZUESTA | component | OilBoilerControllerPeak | winter_modulation_minimum_thermal_power_in_watt
2026-07-31 12:42:32 UTC | hp05_08_CH_ZUESTA | hp05 | 08_CH | ZUESTA | component | OilBoilerControllerPeak | summer_modulation_minimum_thermal_power_in_watt
2026-07-31 12:42:32 UTC | hp05_08_CH_ZUESTA | hp05 | 08_CH | ZUESTA | component | OilBoilerControllerPeak | summer_modulation_daily_avg_outdoor_temperature_threshold_celsius | 16
2026-07-31 12:42:32 UTC | hp05_08_CH_ZUESTA | hp05 | 08_CH | ZUESTA | component | OilBoilerPeak | building_name | BUI1
2026-07-31 12:42:32 UTC | hp05_08_CH_ZUESTA | hp05 | 08_CH | ZUESTA | component | OilBoilerPeak | name | OilBoilerPeak
2026-07-31 12:42:32 UTC | hp05_08_CH_ZUESTA | hp05 | 08_CH | ZUESTA | component | OilBoilerPeak | energy_carrier | LoadTypes.OIL
2026-07-31 12:42:32 UTC | hp05_08_CH_ZUESTA | hp05 | 08_CH | ZUESTA | component | OilBoilerPeak | boiler_type | BoilerType.CONVENTIONAL
2026-07-31 12:42:32 UTC | hp05_08_CH_ZUESTA | hp05 | 08_CH | ZUESTA | component | OilBoilerPeak | minimal_thermal_power_in_watt | 0
2026-07-31 12:42:32 UTC | hp05_08_CH_ZUESTA | hp05 | 08_CH | ZUESTA | component | OilBoilerPeak | maximal_thermal_power_in_watt | 5
2026-07-31 12:42:32 UTC | hp05_08_CH_ZUESTA | hp05 | 08_CH | ZUESTA | component | OilBoilerPeak | eff_th_min | 0.6
2026-07-31 12:42:32 UTC | hp05_08_CH_ZUESTA | hp05 | 08_CH | ZUESTA | component | OilBoilerPeak | eff_th_max | 0.9
2026-07-31 12:42:32 UTC | hp05_08_CH_ZUESTA | hp05 | 08_CH | ZUESTA | component | OilBoilerPeak | temperature_delta_in_celsius | 20
2026-07-31 12:42:32 UTC | hp05_08_CH_ZUESTA | hp05 | 08_CH | ZUESTA | component | OilBoilerPeak | consumption_in_kilowatt_hour | 0
2026-07-31 12:42:32 UTC | hp05_08_CH_ZUESTA | hp05 | 08_CH | ZUESTA | component | FuelMeter | building_name | BUI1
2026-07-31 12:42:32 UTC | hp05_08_CH_ZUESTA | hp05 | 08_CH | ZUESTA | component | FuelMeter | name | FuelMeter
2026-07-31 12:42:32 UTC | hp05_08_CH_ZUESTA | hp05 | 08_CH | ZUESTA | component | FuelMeter | fuel_loadtype | LoadTypes.OIL
2026-07-31 12:42:32 UTC | hp05_08_CH_ZUESTA | hp05 | 08_CH | ZUESTA | component | FuelMeter | heating_value_of_fuel_in_kwh_per_liter | 9.822
2026-07-31 12:42:32 UTC | hp05_08_CH_ZUESTA | hp05 | 08_CH | ZUESTA | component | FuelMeter | fuel_density_in_kg_per_m3 | 83
2026-07-31 12:42:32 UTC | hp05_08_CH_ZUESTA | hp05 | 08_CH | ZUESTA | component | HeatGeneratorTotalThermalPower | building_name | BUI1
2026-07-31 12:42:32 UTC | hp05_08_CH_ZUESTA | hp05 | 08_CH | ZUESTA | component | HeatGeneratorTotalThermalPower | name | HeatGeneratorTotalThermalPower
2026-07-31 12:42:32 UTC | hp05_08_CH_ZUESTA | hp05 | 08_CH | ZUESTA | component | HeatGeneratorTotalThermalPower | loadtype | LoadTypes.ANY
2026-07-31 12:42:32 UTC | hp05_08_CH_ZUESTA | hp05 | 08_CH | ZUESTA | component | HeatGeneratorTotalThermalPower | unit | Units.WATT
2026-07-31 12:42:32 UTC | hp05_08_CH_ZUESTA | hp05 | 08_CH | ZUESTA | component | HeatGeneratorPlantDhwThermalPower | building_name | BUI1
2026-07-31 12:42:32 UTC | hp05_08_CH_ZUESTA | hp05 | 08_CH | ZUESTA | component | HeatGeneratorPlantDhwThermalPower | name | HeatGeneratorPlantDhwThermalPower
2026-07-31 12:42:32 UTC | hp05_08_CH_ZUESTA | hp05 | 08_CH | ZUESTA | component | HeatGeneratorPlantDhwThermalPower | loadtype | LoadTypes.ANY
2026-07-31 12:42:32 UTC | hp05_08_CH_ZUESTA | hp05 | 08_CH | ZUESTA | component | HeatGeneratorPlantDhwThermalPower | unit | Units.WATT
2026-07-31 12:42:32 UTC | hp05_08_CH_ZUESTA | hp05 | 08_CH | ZUESTA | component | SolarDhwThermalPower | building_name | BUI1
2026-07-31 12:42:32 UTC | hp05_08_CH_ZUESTA | hp05 | 08_CH | ZUESTA | component | SolarDhwThermalPower | name | SolarDhwThermalPower
2026-07-31 12:42:32 UTC | hp05_08_CH_ZUESTA | hp05 | 08_CH | ZUESTA | component | SolarDhwThermalPower | value_watt
2026-07-31 12:42:32 UTC | hp05_08_CH_ZUESTA | hp05 | 08_CH | ZUESTA | component | SolarDhwThermalPower | loadtype | LoadTypes.ANY
2026-07-31 12:42:32 UTC | hp05_08_CH_ZUESTA | hp05 | 08_CH | ZUESTA | component | SolarDhwThermalPower | unit | Units.WATT
2026-07-31 12:42:32 UTC | hp05_08_CH_ZUESTA | hp05 | 08_CH | ZUESTA | component | HeatGenHydraulicMixer | buildingName | BUI1
2026-07-31 12:42:32 UTC | hp05_08_CH_ZUESTA | hp05 | 08_CH | ZUESTA | component | HeatGenHydraulicMixer | name | HeatGenHydraulicMixer
2026-07-31 12:42:32 UTC | hp05_08_CH_ZUESTA | hp05 | 08_CH | ZUESTA | component | FlexibilityPotential | building_name | BUI1
2026-07-31 12:42:32 UTC | hp05_08_CH_ZUESTA | hp05 | 08_CH | ZUESTA | component | FlexibilityPotential | name | FlexibilityPotential
2026-07-31 12:42:32 UTC | hp05_08_CH_ZUESTA | hp05 | 08_CH | ZUESTA | component | FlexibilityPotential | fallback_heating_cop | 1
2026-07-31 12:42:32 UTC | hp05_08_CH_ZUESTA | hp05 | 08_CH | ZUESTA | component | FlexibilityPotential | fallback_cooling_eer
2026-07-31 12:42:32 UTC | hp05_08_CH_ZUESTA | hp05 | 08_CH | ZUESTA | component | BatteryStoredEnergyWh | building_name | BUI1
2026-07-31 12:42:32 UTC | hp05_08_CH_ZUESTA | hp05 | 08_CH | ZUESTA | component | BatteryStoredEnergyWh | name | BatteryStoredEnergyWh
2026-07-31 12:42:32 UTC | hp05_08_CH_ZUESTA | hp05 | 08_CH | ZUESTA | component | BatteryStoredEnergyWh | capacity_in_kwh | 12.76
2026-07-31 12:42:32 UTC | hp05_08_CH_ZUESTA | hp05 | 08_CH | ZUESTA | component | EvStoredEnergyWhSum | building_name | BUI1
2026-07-31 12:42:32 UTC | hp05_08_CH_ZUESTA | hp05 | 08_CH | ZUESTA | component | EvStoredEnergyWhSum | name | EvStoredEnergyWhSum
2026-07-31 12:42:32 UTC | hp05_08_CH_ZUESTA | hp05 | 08_CH | ZUESTA | component | EvStoredEnergyWhSum | loadtype | LoadTypes.ELECTRICITY
2026-07-31 12:42:32 UTC | hp05_08_CH_ZUESTA | hp05 | 08_CH | ZUESTA | component | EvStoredEnergyWhSum | unit | Units.WATT_HOUR
2026-07-31 12:42:32 UTC | hp05_08_CH_ZUESTA | hp05 | 08_CH | ZUESTA | component | Car_2_22kW_Charging_Power_avg_Speed_30_kmh_1 | building_name | BUI1
2026-07-31 12:42:32 UTC | hp05_08_CH_ZUESTA | hp05 | 08_CH | ZUESTA | component | Car_2_22kW_Charging_Power_avg_Speed_30_kmh_1 | name | Car_2_22kW_Charging_Power_avg_Speed_30_kmh_1
2026-07-31 12:42:32 UTC | hp05_08_CH_ZUESTA | hp05 | 08_CH | ZUESTA | component | Car_2_22kW_Charging_Power_avg_Speed_30_kmh_1 | source_weight | 1
2026-07-31 12:42:32 UTC | hp05_08_CH_ZUESTA | hp05 | 08_CH | ZUESTA | component | Car_2_22kW_Charging_Power_avg_Speed_30_kmh_1 | fuel | LoadTypes.ELECTRICITY
2026-07-31 12:42:32 UTC | hp05_08_CH_ZUESTA | hp05 | 08_CH | ZUESTA | component | Car_2_22kW_Charging_Power_avg_Speed_30_kmh_1 | consumption_per_km | 0.15
2026-07-31 12:42:32 UTC | hp05_08_CH_ZUESTA | hp05 | 08_CH | ZUESTA | component | Car_2_22kW_Charging_Power_avg_Speed_30_kmh_1 | device_co2_footprint_in_kg | 8899.4
2026-07-31 12:42:32 UTC | hp05_08_CH_ZUESTA | hp05 | 08_CH | ZUESTA | component | Car_2_22kW_Charging_Power_avg_Speed_30_kmh_1 | investment_costs_in_euro | 44498
2026-07-31 12:42:32 UTC | hp05_08_CH_ZUESTA | hp05 | 08_CH | ZUESTA | component | Car_2_22kW_Charging_Power_avg_Speed_30_kmh_1 | lifetime_in_years | 18
2026-07-31 12:42:32 UTC | hp05_08_CH_ZUESTA | hp05 | 08_CH | ZUESTA | component | Car_2_22kW_Charging_Power_avg_Speed_30_kmh_1 | maintenance_costs_in_euro_per_year | 89
2026-07-31 12:42:32 UTC | hp05_08_CH_ZUESTA | hp05 | 08_CH | ZUESTA | component | CarBattery_1 | building_name | BUI1
2026-07-31 12:42:32 UTC | hp05_08_CH_ZUESTA | hp05 | 08_CH | ZUESTA | component | CarBattery_1 | name | CarBattery_1
2026-07-31 12:42:32 UTC | hp05_08_CH_ZUESTA | hp05 | 08_CH | ZUESTA | component | CarBattery_1 | source_weight | 4
2026-07-31 12:42:32 UTC | hp05_08_CH_ZUESTA | hp05 | 08_CH | ZUESTA | component | CarBattery_1 | system_id | SG1
2026-07-31 12:42:32 UTC | hp05_08_CH_ZUESTA | hp05 | 08_CH | ZUESTA | component | CarBattery_1 | p_inv_custom | 10000
2026-07-31 12:42:32 UTC | hp05_08_CH_ZUESTA | hp05 | 08_CH | ZUESTA | component | CarBattery_1 | e_bat_custom | 30
2026-07-31 12:42:32 UTC | hp05_08_CH_ZUESTA | hp05 | 08_CH | ZUESTA | component | CarBattery_1 | charge | 0
2026-07-31 12:42:32 UTC | hp05_08_CH_ZUESTA | hp05 | 08_CH | ZUESTA | component | CarBattery_1 | discharge | 0
2026-07-31 12:42:32 UTC | hp05_08_CH_ZUESTA | hp05 | 08_CH | ZUESTA | component | L1EVChargeControl_1 | building_name | BUI1
2026-07-31 12:42:32 UTC | hp05_08_CH_ZUESTA | hp05 | 08_CH | ZUESTA | component | L1EVChargeControl_1 | name | L1EVChargeControl_1
2026-07-31 12:42:32 UTC | hp05_08_CH_ZUESTA | hp05 | 08_CH | ZUESTA | component | L1EVChargeControl_1 | source_weight | 4
2026-07-31 12:42:32 UTC | hp05_08_CH_ZUESTA | hp05 | 08_CH | ZUESTA | component | L1EVChargeControl_1 | battery_set | 0.8
2026-07-31 12:42:32 UTC | hp05_08_CH_ZUESTA | hp05 | 08_CH | ZUESTA | component | L1EVChargeControl_1 | lower_threshold_charging_power | 37
2026-07-31 12:42:32 UTC | hp05_08_CH_ZUESTA | hp05 | 08_CH | ZUESTA | component | L1EVChargeControl_1 | device_co2_footprint_in_kg | 100
2026-07-31 12:42:32 UTC | hp05_08_CH_ZUESTA | hp05 | 08_CH | ZUESTA | component | L1EVChargeControl_1 | investment_costs_in_euro | 1000
2026-07-31 12:42:32 UTC | hp05_08_CH_ZUESTA | hp05 | 08_CH | ZUESTA | component | L1EVChargeControl_1 | lifetime_in_years | 10
2026-07-31 12:42:32 UTC | hp05_08_CH_ZUESTA | hp05 | 08_CH | ZUESTA | component | L1EVChargeControl_1 | maintenance_costs_in_euro_per_year | 5
2026-07-31 12:42:32 UTC | hp05_09_CH_ZUESTA | hp05 | 09_CH | ZUESTA | simulation | SimulationParameters | year | 2050
2026-07-31 12:42:32 UTC | hp05_09_CH_ZUESTA | hp05 | 09_CH | ZUESTA | simulation | SimulationParameters | seconds_per_timestep | 9 | s
2026-07-31 12:42:32 UTC | hp05_09_CH_ZUESTA | hp05 | 09_CH | ZUESTA | simulation | SimulationParameters | country | CH
2026-07-31 12:42:32 UTC | hp05_09_CH_ZUESTA | hp05 | 09_CH | ZUESTA | cli | cli_overrides | ARCH | 09_CH
2026-07-31 12:42:32 UTC | hp05_09_CH_ZUESTA | hp05 | 09_CH | ZUESTA | cli | cli_overrides | WEATHER | ZUESTA
2026-07-31 12:42:32 UTC | hp05_09_CH_ZUESTA | hp05 | 09_CH | ZUESTA | cli | cli_overrides | TIME_HORIZON | future
2026-07-31 12:42:32 UTC | hp05_09_CH_ZUESTA | hp05 | 09_CH | ZUESTA | cli | cli_overrides | SCENARIO | none
2026-07-31 12:42:32 UTC | hp05_09_CH_ZUESTA | hp05 | 09_CH | ZUESTA | cli | cli_overrides | OCC | SIA2024
2026-07-31 12:42:32 UTC | hp05_09_CH_ZUESTA | hp05 | 09_CH | ZUESTA | cli | cli_overrides | HEATGEN_SIZING | IDEAL_LOOKUP
2026-07-31 12:42:32 UTC | hp05_09_CH_ZUESTA | hp05 | 09_CH | ZUESTA | cli | cli_overrides | HP_MODEL | Viessmann Werke GmbH & Co KG / Vitocal 250-A Compact AWMOF-251.A1.06-400-V001/V002
2026-07-31 12:42:32 UTC | hp05_09_CH_ZUESTA | hp05 | 09_CH | ZUESTA | cli | cli_overrides | HP_NOMINAL_POWER_W | 3100
2026-07-31 12:42:32 UTC | hp05_09_CH_ZUESTA | hp05 | 09_CH | ZUESTA | cli | cli_overrides | HP_SHARE_OF_IDEAL | 0.8
2026-07-31 12:42:32 UTC | hp05_09_CH_ZUESTA | hp05 | 09_CH | ZUESTA | component | EvStoredEnergyWh_1 | building_name | BUI1
2026-07-31 12:42:32 UTC | hp05_09_CH_ZUESTA | hp05 | 09_CH | ZUESTA | component | EvStoredEnergyWh_1 | name | EvStoredEnergyWh_1
2026-07-31 12:42:32 UTC | hp05_09_CH_ZUESTA | hp05 | 09_CH | ZUESTA | component | EvStoredEnergyWh_1 | capacity_in_kwh | 3
2026-07-31 12:42:32 UTC | hp05_09_CH_ZUESTA | hp05 | 09_CH | ZUESTA | internal_loads | SIA2024Occupancy | conditioned_floor_area_in_m2 | 206
2026-07-31 12:42:32 UTC | hp05_09_CH_ZUESTA | hp05 | 09_CH | ZUESTA | internal_loads | SIA2024Occupancy | appliances_load_w_per_m2 | 1
2026-07-31 12:42:32 UTC | hp05_09_CH_ZUESTA | hp05 | 09_CH | ZUESTA | internal_loads | SIA2024Occupancy | lighting_load_w_per_m2 | 3
2026-07-31 12:42:32 UTC | hp05_09_CH_ZUESTA | hp05 | 09_CH | ZUESTA | internal_loads | SIA2024Occupancy | lighting_annual_full_load_hours | 846
2026-07-31 12:42:32 UTC | hp05_09_CH_ZUESTA | hp05 | 09_CH | ZUESTA | internal_loads | SIA2024Occupancy | appliances_yearly_utilization_per_month | 0.7995
2026-07-31 12:42:32 UTC | hp05_09_CH_ZUESTA | hp05 | 09_CH | ZUESTA | weather | Weather | source_path | C:\Users\het\HiSim\hisim\inputs\weather\custom_csv\Zurich\NABZUE_2060_RCP85_DRY.csv
2026-07-31 12:42:32 UTC | hp05_09_CH_ZUESTA | hp05 | 09_CH | ZUESTA | weather | Weather | location | Zurich
2026-07-31 12:42:32 UTC | hp05_09_CH_ZUESTA | hp05 | 09_CH | ZUESTA | weather | Weather | name | Weather
2026-07-31 12:42:32 UTC | hp05_09_CH_ZUESTA | hp05 | 09_CH | ZUESTA | pv | PVSystem | power_in_watt | 13226.2
2026-07-31 12:42:32 UTC | hp05_09_CH_ZUESTA | hp05 | 09_CH | ZUESTA | pv | PVSystem | tilt | 30
2026-07-31 12:42:32 UTC | hp05_09_CH_ZUESTA | hp05 | 09_CH | ZUESTA | pv | PVSystem | azimuth | 180
2026-07-31 12:42:32 UTC | hp05_09_CH_ZUESTA | hp05 | 09_CH | ZUESTA | pv | PVSystem | location | ZUESTA
2026-07-31 12:42:32 UTC | hp05_09_CH_ZUESTA | hp05 | 09_CH | ZUESTA | component | ElectricityMeter | building_name | BUI1
2026-07-31 12:42:32 UTC | hp05_09_CH_ZUESTA | hp05 | 09_CH | ZUESTA | component | ElectricityMeter | name | ElectricityMeter
2026-07-31 12:42:32 UTC | hp05_09_CH_ZUESTA | hp05 | 09_CH | ZUESTA | component | L2EMSElectricityController | building_name | BUI1
2026-07-31 12:42:32 UTC | hp05_09_CH_ZUESTA | hp05 | 09_CH | ZUESTA | component | L2EMSElectricityController | name | L2EMSElectricityController
2026-07-31 12:42:32 UTC | hp05_09_CH_ZUESTA | hp05 | 09_CH | ZUESTA | component | L2EMSElectricityController | strategy | optimize_own_consumption
2026-07-31 12:42:32 UTC | hp05_09_CH_ZUESTA | hp05 | 09_CH | ZUESTA | component | L2EMSElectricityController | limit_to_shave | 0
2026-07-31 12:42:32 UTC | hp05_09_CH_ZUESTA | hp05 | 09_CH | ZUESTA | component | L2EMSElectricityController | building_indoor_temperature_offset_value | 2
2026-07-31 12:42:32 UTC | hp05_09_CH_ZUESTA | hp05 | 09_CH | ZUESTA | component | L2EMSElectricityController | domestic_hot_water_storage_temperature_offset_value | 10
2026-07-31 12:42:32 UTC | hp05_09_CH_ZUESTA | hp05 | 09_CH | ZUESTA | component | L2EMSElectricityController | space_heating_water_storage_temperature_offset_value | 10
2026-07-31 12:42:32 UTC | hp05_09_CH_ZUESTA | hp05 | 09_CH | ZUESTA | building | Building | building_name | 2011_2019
2026-07-31 12:42:32 UTC | hp05_09_CH_ZUESTA | hp05 | 09_CH | ZUESTA | building | Building | building_code | AT.N.SFH.08.Gen.ReEx.001.002
2026-07-31 12:42:32 UTC | hp05_09_CH_ZUESTA | hp05 | 09_CH | ZUESTA | building | Building | building_heat_capacity_class | heavy
2026-07-31 12:42:32 UTC | hp05_09_CH_ZUESTA | hp05 | 09_CH | ZUESTA | building | Building | absolute_conditioned_floor_area_in_m2 | 206
2026-07-31 12:42:32 UTC | hp05_09_CH_ZUESTA | hp05 | 09_CH | ZUESTA | building | Building | heating_reference_temperature_in_celsius | -8
2026-07-31 12:42:32 UTC | hp05_09_CH_ZUESTA | hp05 | 09_CH | ZUESTA | building | Building | floor_u_value_in_watt_per_m2_per_kelvin | 0.21
2026-07-31 12:42:32 UTC | hp05_09_CH_ZUESTA | hp05 | 09_CH | ZUESTA | building | Building | floor_area_in_m2 | 93.9
2026-07-31 12:42:32 UTC | hp05_09_CH_ZUESTA | hp05 | 09_CH | ZUESTA | building | Building | facade_u_value_in_watt_per_m2_per_kelvin | 0.17
2026-07-31 12:42:32 UTC | hp05_09_CH_ZUESTA | hp05 | 09_CH | ZUESTA | building | Building | facade_area_in_m2 | 180.6
2026-07-31 12:42:32 UTC | hp05_09_CH_ZUESTA | hp05 | 09_CH | ZUESTA | building | Building | roof_u_value_in_watt_per_m2_per_kelvin | 0.17
2026-07-31 12:42:32 UTC | hp05_09_CH_ZUESTA | hp05 | 09_CH | ZUESTA | building | Building | roof_area_in_m2 | 100.3
2026-07-31 12:42:32 UTC | hp05_09_CH_ZUESTA | hp05 | 09_CH | ZUESTA | building | Building | window_u_value_in_watt_per_m2_per_kelvin | 1
2026-07-31 12:42:32 UTC | hp05_09_CH_ZUESTA | hp05 | 09_CH | ZUESTA | building | Building | window_area_in_m2 | 37.3
2026-07-31 12:42:32 UTC | hp05_09_CH_ZUESTA | hp05 | 09_CH | ZUESTA | building | Building | door_u_value_in_watt_per_m2_per_kelvin
2026-07-31 12:42:32 UTC | hp05_09_CH_ZUESTA | hp05 | 09_CH | ZUESTA | building | Building | door_area_in_m2
2026-07-31 12:42:32 UTC | hp05_09_CH_ZUESTA | hp05 | 09_CH | ZUESTA | building | Building | set_heating_temperature_in_celsius | 20.5
2026-07-31 12:42:32 UTC | hp05_09_CH_ZUESTA | hp05 | 09_CH | ZUESTA | building | Building | set_cooling_temperature_in_celsius | 25
2026-07-31 12:42:32 UTC | hp05_09_CH_ZUESTA | hp05 | 09_CH | ZUESTA | building | Building | natural_ventilation_m3_per_h_per_person | 29
2026-07-31 12:42:32 UTC | hp05_09_CH_ZUESTA | hp05 | 09_CH | ZUESTA | building | Building | sia_natural_ventilation_m3_per_h_per_m2 | 0.6
2026-07-31 12:42:32 UTC | hp05_09_CH_ZUESTA | hp05 | 09_CH | ZUESTA | building | Building | swiss_infiltration_rate_per_h | 0.15
2026-07-31 12:42:32 UTC | hp05_09_CH_ZUESTA | hp05 | 09_CH | ZUESTA | building | Building | heating_demand_mode | iso13790
2026-07-31 12:42:32 UTC | hp05_09_CH_ZUESTA | hp05 | 09_CH | ZUESTA | building | Building | operative_heating_proportional_band_in_celsius | 1
2026-07-31 12:42:32 UTC | hp05_09_CH_ZUESTA | hp05 | 09_CH | ZUESTA | building | Building | operative_heating_proportional_gain | 1
2026-07-31 12:42:32 UTC | hp05_09_CH_ZUESTA | hp05 | 09_CH | ZUESTA | building | Building | control_comfort_lower_bound_shift_in_celsius
2026-07-31 12:42:32 UTC | hp05_09_CH_ZUESTA | hp05 | 09_CH | ZUESTA | building | Building | comfort_aware_seasonal_heating_gate | true
2026-07-31 12:42:32 UTC | hp05_09_CH_ZUESTA | hp05 | 09_CH | ZUESTA | component | StrictComfortDemandController | building_name | BUI1
2026-07-31 12:42:32 UTC | hp05_09_CH_ZUESTA | hp05 | 09_CH | ZUESTA | component | StrictComfortDemandController | name | StrictComfortDemandController
2026-07-31 12:42:32 UTC | hp05_09_CH_ZUESTA | hp05 | 09_CH | ZUESTA | component | StrictComfortDemandController | temperature_air_heating_in_celsius | 20.5
2026-07-31 12:42:32 UTC | hp05_09_CH_ZUESTA | hp05 | 09_CH | ZUESTA | component | StrictComfortDemandController | temperature_air_cooling_in_celsius | 24
2026-07-31 12:42:32 UTC | hp05_09_CH_ZUESTA | hp05 | 09_CH | ZUESTA | component | StrictComfortDemandController | offset | 0.5
2026-07-31 12:42:32 UTC | hp05_09_CH_ZUESTA | hp05 | 09_CH | ZUESTA | component | StrictComfortDemandController | mode | 2
2026-07-31 12:42:32 UTC | hp05_09_CH_ZUESTA | hp05 | 09_CH | ZUESTA | component | StrictComfortDemandController | use_adaptive_comfort_band | true
2026-07-31 12:42:32 UTC | hp05_09_CH_ZUESTA | hp05 | 09_CH | ZUESTA | component | StrictComfortDemandController | control_strategy | strict_comfort_band_v1
2026-07-31 12:42:32 UTC | hp05_09_CH_ZUESTA | hp05 | 09_CH | ZUESTA | component | StrictComfortDemandController | comfort_band_inner_offset_in_celsius | 0.5
2026-07-31 12:42:32 UTC | hp05_09_CH_ZUESTA | hp05 | 09_CH | ZUESTA | component | StrictComfortDemandController | comfort_band_inner_offset_lower_in_celsius | 1
2026-07-31 12:42:32 UTC | hp05_09_CH_ZUESTA | hp05 | 09_CH | ZUESTA | component | StrictComfortDemandController | comfort_band_inner_offset_upper_in_celsius | 0.5
2026-07-31 12:42:32 UTC | hp05_09_CH_ZUESTA | hp05 | 09_CH | ZUESTA | component | StrictComfortDemandController | heating_disabled_above_running_mean_outdoor_temperature_in_celsius | 18
2026-07-31 12:42:32 UTC | hp05_09_CH_ZUESTA | hp05 | 09_CH | ZUESTA | component | StrictComfortDemandController | cooling_enabled_above_running_mean_outdoor_temperature_in_celsius | 22
2026-07-31 12:42:32 UTC | hp05_09_CH_ZUESTA | hp05 | 09_CH | ZUESTA | component | ComfortBandHeatingDemand | building_name | BUI1
2026-07-31 12:42:32 UTC | hp05_09_CH_ZUESTA | hp05 | 09_CH | ZUESTA | component | ComfortBandHeatingDemand | name | ComfortBandHeatingDemand
2026-07-31 12:42:32 UTC | hp05_09_CH_ZUESTA | hp05 | 09_CH | ZUESTA | component | ComfortBandHeatingDemand | max_heating_power_in_watt | 4948.09
2026-07-31 12:42:32 UTC | hp05_09_CH_ZUESTA | hp05 | 09_CH | ZUESTA | component | ComfortBandHeatingDemand | proportional_gain_in_watt_per_kelvin | 9896.18
2026-07-31 12:42:32 UTC | hp05_09_CH_ZUESTA | hp05 | 09_CH | ZUESTA | component | StrictComfortSetpointModifier | building_name | BUI1
2026-07-31 12:42:32 UTC | hp05_09_CH_ZUESTA | hp05 | 09_CH | ZUESTA | component | StrictComfortSetpointModifier | name | StrictComfortSetpointModifier
2026-07-31 12:42:32 UTC | hp05_09_CH_ZUESTA | hp05 | 09_CH | ZUESTA | component | StrictComfortSetpointModifier | base_heating_setpoint_in_celsius | 20.5
2026-07-31 12:42:32 UTC | hp05_09_CH_ZUESTA | hp05 | 09_CH | ZUESTA | component | StrictComfortSetpointModifier | recovery_gain | 5
2026-07-31 12:42:32 UTC | hp05_09_CH_ZUESTA | hp05 | 09_CH | ZUESTA | component | StrictComfortSetpointModifier | max_recovery_boost_in_celsius | 5
2026-07-31 12:42:32 UTC | hp05_09_CH_ZUESTA | hp05 | 09_CH | ZUESTA | component | StrictComfortSetpointModifier | clamp_min_modifier_in_celsius
2026-07-31 12:42:32 UTC | hp05_09_CH_ZUESTA | hp05 | 09_CH | ZUESTA | component | StrictComfortSetpointModifier | clamp_max_modifier_in_celsius | 15
2026-07-31 12:42:32 UTC | hp05_09_CH_ZUESTA | hp05 | 09_CH | ZUESTA | component | TotalThermalBuildingDemand | building_name | BUI1
2026-07-31 12:42:32 UTC | hp05_09_CH_ZUESTA | hp05 | 09_CH | ZUESTA | component | TotalThermalBuildingDemand | name | TotalThermalBuildingDemand
2026-07-31 12:42:32 UTC | hp05_09_CH_ZUESTA | hp05 | 09_CH | ZUESTA | component | TotalThermalBuildingDemand | loadtype | LoadTypes.ANY
2026-07-31 12:42:32 UTC | hp05_09_CH_ZUESTA | hp05 | 09_CH | ZUESTA | component | TotalThermalBuildingDemand | unit | Units.WATT
2026-07-31 12:42:32 UTC | hp05_09_CH_ZUESTA | hp05 | 09_CH | ZUESTA | component | HeatDistributionController | building_name | BUI1
2026-07-31 12:42:32 UTC | hp05_09_CH_ZUESTA | hp05 | 09_CH | ZUESTA | component | HeatDistributionController | name | HeatDistributionController
2026-07-31 12:42:32 UTC | hp05_09_CH_ZUESTA | hp05 | 09_CH | ZUESTA | component | HeatDistributionController | heating_system | HeatDistributionSystemType.FLOORHEATING
2026-07-31 12:42:32 UTC | hp05_09_CH_ZUESTA | hp05 | 09_CH | ZUESTA | component | HeatDistributionController | set_heating_threshold_outside_temperature_in_celsius | 16
2026-07-31 12:42:32 UTC | hp05_09_CH_ZUESTA | hp05 | 09_CH | ZUESTA | component | HeatDistributionController | heating_reference_temperature_in_celsius | -8
2026-07-31 12:42:32 UTC | hp05_09_CH_ZUESTA | hp05 | 09_CH | ZUESTA | component | HeatDistributionController | set_heating_temperature_for_building_in_celsius | 20.5
2026-07-31 12:42:32 UTC | hp05_09_CH_ZUESTA | hp05 | 09_CH | ZUESTA | component | HeatDistributionController | set_cooling_temperature_for_building_in_celsius | 25
2026-07-31 12:42:32 UTC | hp05_09_CH_ZUESTA | hp05 | 09_CH | ZUESTA | component | HeatDistributionController | heating_load_of_building_in_watt | 4948.09
2026-07-31 12:42:32 UTC | hp05_09_CH_ZUESTA | hp05 | 09_CH | ZUESTA | heat_distribution | HeatDistributionSystem | absolute_conditioned_floor_area_in_m2 | 206
2026-07-31 12:42:32 UTC | hp05_09_CH_ZUESTA | hp05 | 09_CH | ZUESTA | thermal_storage | SimpleHotWaterStorage | volume_heating_water_storage_in_liter | 247.4
2026-07-31 12:42:32 UTC | hp05_09_CH_ZUESTA | hp05 | 09_CH | ZUESTA | component | BufferRemainingCapacity60C | building_name | BUI1
2026-07-31 12:42:32 UTC | hp05_09_CH_ZUESTA | hp05 | 09_CH | ZUESTA | component | BufferRemainingCapacity60C | name | BufferRemainingCapacity60C
2026-07-31 12:42:32 UTC | hp05_09_CH_ZUESTA | hp05 | 09_CH | ZUESTA | component | BufferRemainingCapacity60C | volume_heating_water_storage_in_liter | 247.4
2026-07-31 12:42:32 UTC | hp05_09_CH_ZUESTA | hp05 | 09_CH | ZUESTA | component | BufferRemainingCapacity60C | max_temperature_in_celsius | 6
2026-07-31 12:42:32 UTC | hp05_09_CH_ZUESTA | hp05 | 09_CH | ZUESTA | component | BufferRemainingCapacity60C | water_density_kg_per_liter | 0.992
2026-07-31 12:42:32 UTC | hp05_09_CH_ZUESTA | hp05 | 09_CH | ZUESTA | component | BufferRemainingCapacity60C | water_specific_heat_capacity_j_per_kg_per_k | 4180
2026-07-31 12:42:32 UTC | hp05_09_CH_ZUESTA | hp05 | 09_CH | ZUESTA | component | HeatPumpControllerSH | building_name | BUI1
2026-07-31 12:42:32 UTC | hp05_09_CH_ZUESTA | hp05 | 09_CH | ZUESTA | component | HeatPumpControllerSH | name | HeatPumpControllerSH
2026-07-31 12:42:32 UTC | hp05_09_CH_ZUESTA | hp05 | 09_CH | ZUESTA | component | HeatPumpControllerSH | mode | 2
2026-07-31 12:42:32 UTC | hp05_09_CH_ZUESTA | hp05 | 09_CH | ZUESTA | component | HeatPumpControllerSH | set_heating_threshold_outside_temperature_in_celsius | 16
2026-07-31 12:42:32 UTC | hp05_09_CH_ZUESTA | hp05 | 09_CH | ZUESTA | component | HeatPumpControllerSH | set_cooling_threshold_outside_temperature_in_celsius | 22
2026-07-31 12:42:32 UTC | hp05_09_CH_ZUESTA | hp05 | 09_CH | ZUESTA | component | HeatPumpControllerSH | upper_temperature_offset_for_state_conditions_in_celsius | 1
2026-07-31 12:42:32 UTC | hp05_09_CH_ZUESTA | hp05 | 09_CH | ZUESTA | component | HeatPumpControllerSH | lower_temperature_offset_for_state_conditions_in_celsius | 1
2026-07-31 12:42:32 UTC | hp05_09_CH_ZUESTA | hp05 | 09_CH | ZUESTA | component | HeatPumpControllerSH | heat_distribution_system_type | HeatDistributionSystemType.FLOORHEATING
2026-07-31 12:42:32 UTC | hp05_09_CH_ZUESTA | hp05 | 09_CH | ZUESTA | component | HeatPumpControllerDHW | building_name | BUI1
2026-07-31 12:42:32 UTC | hp05_09_CH_ZUESTA | hp05 | 09_CH | ZUESTA | component | HeatPumpControllerDHW | name | HeatPumpControllerDHW
2026-07-31 12:42:32 UTC | hp05_09_CH_ZUESTA | hp05 | 09_CH | ZUESTA | component | HeatPumpControllerDHW | t_min_dhw_storage_in_celsius | 4
2026-07-31 12:42:32 UTC | hp05_09_CH_ZUESTA | hp05 | 09_CH | ZUESTA | component | HeatPumpControllerDHW | t_max_dhw_storage_in_celsius | 6
2026-07-31 12:42:32 UTC | hp05_09_CH_ZUESTA | hp05 | 09_CH | ZUESTA | component | HeatPumpControllerDHW | thermalpower_dhw_is_constant | false
2026-07-31 12:42:32 UTC | hp05_09_CH_ZUESTA | hp05 | 09_CH | ZUESTA | component | HeatPumpControllerDHW | p_th_max_dhw_in_watt | 5000
2026-07-31 12:42:32 UTC | hp05_09_CH_ZUESTA | hp05 | 09_CH | ZUESTA | heat_generator | HeatPumpHPLib | set_thermal_output_power_in_watt | 3100
2026-07-31 12:42:32 UTC | hp05_09_CH_ZUESTA | hp05 | 09_CH | ZUESTA | heat_generator | HeatPumpHPLib | flow_temperature_in_celsius | 35
2026-07-31 12:42:32 UTC | hp05_09_CH_ZUESTA | hp05 | 09_CH | ZUESTA | heat_generator | HeatPumpHPLib | heating_reference_temperature_in_celsius | -7
2026-07-31 12:42:32 UTC | hp05_09_CH_ZUESTA | hp05 | 09_CH | ZUESTA | heat_generator | HeatPumpHPLib | with_domestic_hot_water_preparation | true
2026-07-31 12:42:32 UTC | hp05_09_CH_ZUESTA | hp05 | 09_CH | ZUESTA | heat_generator | HeatPumpHPLib | minimum_running_time_in_seconds | 14400
2026-07-31 12:42:32 UTC | hp05_09_CH_ZUESTA | hp05 | 09_CH | ZUESTA | heat_generator | HeatPumpHPLib | minimum_idle_time_in_seconds | 900
2026-07-31 12:42:32 UTC | hp05_09_CH_ZUESTA | hp05 | 09_CH | ZUESTA | heat_generator | HeatPumpHPLib | group_id | 1
2026-07-31 12:42:32 UTC | hp05_09_CH_ZUESTA | hp05 | 09_CH | ZUESTA | component | OilBoilerControllerPeak | building_name | BUI1
2026-07-31 12:42:32 UTC | hp05_09_CH_ZUESTA | hp05 | 09_CH | ZUESTA | component | OilBoilerControllerPeak | name | OilBoilerControllerPeak
2026-07-31 12:42:32 UTC | hp05_09_CH_ZUESTA | hp05 | 09_CH | ZUESTA | component | OilBoilerControllerPeak | is_modulating | true
2026-07-31 12:42:32 UTC | hp05_09_CH_ZUESTA | hp05 | 09_CH | ZUESTA | component | OilBoilerControllerPeak | set_heating_threshold_outside_temperature_in_celsius | 16
2026-07-31 12:42:32 UTC | hp05_09_CH_ZUESTA | hp05 | 09_CH | ZUESTA | component | OilBoilerControllerPeak | minimal_thermal_power_in_watt | 0
2026-07-31 12:42:32 UTC | hp05_09_CH_ZUESTA | hp05 | 09_CH | ZUESTA | component | OilBoilerControllerPeak | maximal_thermal_power_in_watt | 5
2026-07-31 12:42:32 UTC | hp05_09_CH_ZUESTA | hp05 | 09_CH | ZUESTA | component | OilBoilerControllerPeak | set_temperature_difference_for_full_power | 5
2026-07-31 12:42:32 UTC | hp05_09_CH_ZUESTA | hp05 | 09_CH | ZUESTA | component | OilBoilerControllerPeak | minimum_runtime_in_seconds | 1800
2026-07-31 12:42:32 UTC | hp05_09_CH_ZUESTA | hp05 | 09_CH | ZUESTA | component | OilBoilerControllerPeak | minimum_resting_time_in_seconds | 1800
2026-07-31 12:42:32 UTC | hp05_09_CH_ZUESTA | hp05 | 09_CH | ZUESTA | component | OilBoilerControllerPeak | with_domestic_hot_water_preparation | false
2026-07-31 12:42:32 UTC | hp05_09_CH_ZUESTA | hp05 | 09_CH | ZUESTA | component | OilBoilerControllerPeak | secondary_mode | false
2026-07-31 12:42:32 UTC | hp05_09_CH_ZUESTA | hp05 | 09_CH | ZUESTA | component | OilBoilerControllerPeak | hysteresis_water_temperature_offset | 2
2026-07-31 12:42:32 UTC | hp05_09_CH_ZUESTA | hp05 | 09_CH | ZUESTA | component | OilBoilerControllerPeak | seasonal_modulation_minimum_enabled | false
2026-07-31 12:42:32 UTC | hp05_09_CH_ZUESTA | hp05 | 09_CH | ZUESTA | component | OilBoilerControllerPeak | winter_modulation_minimum_thermal_power_in_watt
2026-07-31 12:42:32 UTC | hp05_09_CH_ZUESTA | hp05 | 09_CH | ZUESTA | component | OilBoilerControllerPeak | summer_modulation_minimum_thermal_power_in_watt
2026-07-31 12:42:32 UTC | hp05_09_CH_ZUESTA | hp05 | 09_CH | ZUESTA | component | OilBoilerControllerPeak | summer_modulation_daily_avg_outdoor_temperature_threshold_celsius | 16
2026-07-31 12:42:32 UTC | hp05_09_CH_ZUESTA | hp05 | 09_CH | ZUESTA | component | OilBoilerPeak | building_name | BUI1
2026-07-31 12:42:32 UTC | hp05_09_CH_ZUESTA | hp05 | 09_CH | ZUESTA | component | OilBoilerPeak | name | OilBoilerPeak
2026-07-31 12:42:32 UTC | hp05_09_CH_ZUESTA | hp05 | 09_CH | ZUESTA | component | OilBoilerPeak | energy_carrier | LoadTypes.OIL
2026-07-31 12:42:32 UTC | hp05_09_CH_ZUESTA | hp05 | 09_CH | ZUESTA | component | OilBoilerPeak | boiler_type | BoilerType.CONVENTIONAL
2026-07-31 12:42:32 UTC | hp05_09_CH_ZUESTA | hp05 | 09_CH | ZUESTA | component | OilBoilerPeak | minimal_thermal_power_in_watt | 0
2026-07-31 12:42:32 UTC | hp05_09_CH_ZUESTA | hp05 | 09_CH | ZUESTA | component | OilBoilerPeak | maximal_thermal_power_in_watt | 5
2026-07-31 12:42:32 UTC | hp05_09_CH_ZUESTA | hp05 | 09_CH | ZUESTA | component | OilBoilerPeak | eff_th_min | 0.6
2026-07-31 12:42:32 UTC | hp05_09_CH_ZUESTA | hp05 | 09_CH | ZUESTA | component | OilBoilerPeak | eff_th_max | 0.9
2026-07-31 12:42:32 UTC | hp05_09_CH_ZUESTA | hp05 | 09_CH | ZUESTA | component | OilBoilerPeak | temperature_delta_in_celsius | 20
2026-07-31 12:42:32 UTC | hp05_09_CH_ZUESTA | hp05 | 09_CH | ZUESTA | component | OilBoilerPeak | consumption_in_kilowatt_hour | 0
2026-07-31 12:42:32 UTC | hp05_09_CH_ZUESTA | hp05 | 09_CH | ZUESTA | component | FuelMeter | building_name | BUI1
2026-07-31 12:42:32 UTC | hp05_09_CH_ZUESTA | hp05 | 09_CH | ZUESTA | component | FuelMeter | name | FuelMeter
2026-07-31 12:42:32 UTC | hp05_09_CH_ZUESTA | hp05 | 09_CH | ZUESTA | component | FuelMeter | fuel_loadtype | LoadTypes.OIL
2026-07-31 12:42:32 UTC | hp05_09_CH_ZUESTA | hp05 | 09_CH | ZUESTA | component | FuelMeter | heating_value_of_fuel_in_kwh_per_liter | 9.822
2026-07-31 12:42:32 UTC | hp05_09_CH_ZUESTA | hp05 | 09_CH | ZUESTA | component | FuelMeter | fuel_density_in_kg_per_m3 | 83
2026-07-31 12:42:32 UTC | hp05_09_CH_ZUESTA | hp05 | 09_CH | ZUESTA | component | HeatGeneratorTotalThermalPower | building_name | BUI1
2026-07-31 12:42:32 UTC | hp05_09_CH_ZUESTA | hp05 | 09_CH | ZUESTA | component | HeatGeneratorTotalThermalPower | name | HeatGeneratorTotalThermalPower
2026-07-31 12:42:32 UTC | hp05_09_CH_ZUESTA | hp05 | 09_CH | ZUESTA | component | HeatGeneratorTotalThermalPower | loadtype | LoadTypes.ANY
2026-07-31 12:42:32 UTC | hp05_09_CH_ZUESTA | hp05 | 09_CH | ZUESTA | component | HeatGeneratorTotalThermalPower | unit | Units.WATT
2026-07-31 12:42:32 UTC | hp05_09_CH_ZUESTA | hp05 | 09_CH | ZUESTA | component | HeatGeneratorPlantDhwThermalPower | building_name | BUI1
2026-07-31 12:42:32 UTC | hp05_09_CH_ZUESTA | hp05 | 09_CH | ZUESTA | component | HeatGeneratorPlantDhwThermalPower | name | HeatGeneratorPlantDhwThermalPower
2026-07-31 12:42:32 UTC | hp05_09_CH_ZUESTA | hp05 | 09_CH | ZUESTA | component | HeatGeneratorPlantDhwThermalPower | loadtype | LoadTypes.ANY
2026-07-31 12:42:32 UTC | hp05_09_CH_ZUESTA | hp05 | 09_CH | ZUESTA | component | HeatGeneratorPlantDhwThermalPower | unit | Units.WATT
2026-07-31 12:42:32 UTC | hp05_09_CH_ZUESTA | hp05 | 09_CH | ZUESTA | component | SolarDhwThermalPower | building_name | BUI1
2026-07-31 12:42:32 UTC | hp05_09_CH_ZUESTA | hp05 | 09_CH | ZUESTA | component | SolarDhwThermalPower | name | SolarDhwThermalPower
2026-07-31 12:42:32 UTC | hp05_09_CH_ZUESTA | hp05 | 09_CH | ZUESTA | component | SolarDhwThermalPower | value_watt
2026-07-31 12:42:32 UTC | hp05_09_CH_ZUESTA | hp05 | 09_CH | ZUESTA | component | SolarDhwThermalPower | loadtype | LoadTypes.ANY
2026-07-31 12:42:32 UTC | hp05_09_CH_ZUESTA | hp05 | 09_CH | ZUESTA | component | SolarDhwThermalPower | unit | Units.WATT
2026-07-31 12:42:32 UTC | hp05_09_CH_ZUESTA | hp05 | 09_CH | ZUESTA | component | HeatGenHydraulicMixer | buildingName | BUI1
2026-07-31 12:42:32 UTC | hp05_09_CH_ZUESTA | hp05 | 09_CH | ZUESTA | component | HeatGenHydraulicMixer | name | HeatGenHydraulicMixer
2026-07-31 12:42:32 UTC | hp05_09_CH_ZUESTA | hp05 | 09_CH | ZUESTA | component | FlexibilityPotential | building_name | BUI1
2026-07-31 12:42:32 UTC | hp05_09_CH_ZUESTA | hp05 | 09_CH | ZUESTA | component | FlexibilityPotential | name | FlexibilityPotential
2026-07-31 12:42:32 UTC | hp05_09_CH_ZUESTA | hp05 | 09_CH | ZUESTA | component | FlexibilityPotential | fallback_heating_cop | 1
2026-07-31 12:42:32 UTC | hp05_09_CH_ZUESTA | hp05 | 09_CH | ZUESTA | component | FlexibilityPotential | fallback_cooling_eer
2026-07-31 12:42:32 UTC | hp05_09_CH_ZUESTA | hp05 | 09_CH | ZUESTA | component | BatteryStoredEnergyWh | building_name | BUI1
2026-07-31 12:42:32 UTC | hp05_09_CH_ZUESTA | hp05 | 09_CH | ZUESTA | component | BatteryStoredEnergyWh | name | BatteryStoredEnergyWh
2026-07-31 12:42:32 UTC | hp05_09_CH_ZUESTA | hp05 | 09_CH | ZUESTA | component | BatteryStoredEnergyWh | capacity_in_kwh | 13.23
2026-07-31 12:42:32 UTC | hp05_09_CH_ZUESTA | hp05 | 09_CH | ZUESTA | component | EvStoredEnergyWhSum | building_name | BUI1
2026-07-31 12:42:32 UTC | hp05_09_CH_ZUESTA | hp05 | 09_CH | ZUESTA | component | EvStoredEnergyWhSum | name | EvStoredEnergyWhSum
2026-07-31 12:42:32 UTC | hp05_09_CH_ZUESTA | hp05 | 09_CH | ZUESTA | component | EvStoredEnergyWhSum | loadtype | LoadTypes.ELECTRICITY
2026-07-31 12:42:32 UTC | hp05_09_CH_ZUESTA | hp05 | 09_CH | ZUESTA | component | EvStoredEnergyWhSum | unit | Units.WATT_HOUR
2026-07-31 12:42:32 UTC | hp05_09_CH_ZUESTA | hp05 | 09_CH | ZUESTA | component | Car_2_22kW_Charging_Power_avg_Speed_30_kmh_1 | building_name | BUI1
2026-07-31 12:42:32 UTC | hp05_09_CH_ZUESTA | hp05 | 09_CH | ZUESTA | component | Car_2_22kW_Charging_Power_avg_Speed_30_kmh_1 | name | Car_2_22kW_Charging_Power_avg_Speed_30_kmh_1
2026-07-31 12:42:32 UTC | hp05_09_CH_ZUESTA | hp05 | 09_CH | ZUESTA | component | Car_2_22kW_Charging_Power_avg_Speed_30_kmh_1 | source_weight | 1
2026-07-31 12:42:32 UTC | hp05_09_CH_ZUESTA | hp05 | 09_CH | ZUESTA | component | Car_2_22kW_Charging_Power_avg_Speed_30_kmh_1 | fuel | LoadTypes.ELECTRICITY
2026-07-31 12:42:32 UTC | hp05_09_CH_ZUESTA | hp05 | 09_CH | ZUESTA | component | Car_2_22kW_Charging_Power_avg_Speed_30_kmh_1 | consumption_per_km | 0.15
2026-07-31 12:42:32 UTC | hp05_09_CH_ZUESTA | hp05 | 09_CH | ZUESTA | component | Car_2_22kW_Charging_Power_avg_Speed_30_kmh_1 | device_co2_footprint_in_kg | 8899.4
2026-07-31 12:42:32 UTC | hp05_09_CH_ZUESTA | hp05 | 09_CH | ZUESTA | component | Car_2_22kW_Charging_Power_avg_Speed_30_kmh_1 | investment_costs_in_euro | 44498
2026-07-31 12:42:32 UTC | hp05_09_CH_ZUESTA | hp05 | 09_CH | ZUESTA | component | Car_2_22kW_Charging_Power_avg_Speed_30_kmh_1 | lifetime_in_years | 18
2026-07-31 12:42:32 UTC | hp05_09_CH_ZUESTA | hp05 | 09_CH | ZUESTA | component | Car_2_22kW_Charging_Power_avg_Speed_30_kmh_1 | maintenance_costs_in_euro_per_year | 89
2026-07-31 12:42:32 UTC | hp05_09_CH_ZUESTA | hp05 | 09_CH | ZUESTA | component | CarBattery_1 | building_name | BUI1
2026-07-31 12:42:32 UTC | hp05_09_CH_ZUESTA | hp05 | 09_CH | ZUESTA | component | CarBattery_1 | name | CarBattery_1
2026-07-31 12:42:32 UTC | hp05_09_CH_ZUESTA | hp05 | 09_CH | ZUESTA | component | CarBattery_1 | source_weight | 4
2026-07-31 12:42:32 UTC | hp05_09_CH_ZUESTA | hp05 | 09_CH | ZUESTA | component | CarBattery_1 | system_id | SG1
2026-07-31 12:42:32 UTC | hp05_09_CH_ZUESTA | hp05 | 09_CH | ZUESTA | component | CarBattery_1 | p_inv_custom | 10000
2026-07-31 12:42:32 UTC | hp05_09_CH_ZUESTA | hp05 | 09_CH | ZUESTA | component | CarBattery_1 | e_bat_custom | 30
2026-07-31 12:42:32 UTC | hp05_09_CH_ZUESTA | hp05 | 09_CH | ZUESTA | component | CarBattery_1 | charge | 0
2026-07-31 12:42:32 UTC | hp05_09_CH_ZUESTA | hp05 | 09_CH | ZUESTA | component | CarBattery_1 | discharge | 0
2026-07-31 12:42:32 UTC | hp05_09_CH_ZUESTA | hp05 | 09_CH | ZUESTA | component | L1EVChargeControl_1 | building_name | BUI1
2026-07-31 12:42:32 UTC | hp05_09_CH_ZUESTA | hp05 | 09_CH | ZUESTA | component | L1EVChargeControl_1 | name | L1EVChargeControl_1
2026-07-31 12:42:32 UTC | hp05_09_CH_ZUESTA | hp05 | 09_CH | ZUESTA | component | L1EVChargeControl_1 | source_weight | 4
2026-07-31 12:42:32 UTC | hp05_09_CH_ZUESTA | hp05 | 09_CH | ZUESTA | component | L1EVChargeControl_1 | battery_set | 0.8
2026-07-31 12:42:32 UTC | hp05_09_CH_ZUESTA | hp05 | 09_CH | ZUESTA | component | L1EVChargeControl_1 | lower_threshold_charging_power | 37
2026-07-31 12:42:32 UTC | hp05_09_CH_ZUESTA | hp05 | 09_CH | ZUESTA | component | L1EVChargeControl_1 | device_co2_footprint_in_kg | 100
2026-07-31 12:42:32 UTC | hp05_09_CH_ZUESTA | hp05 | 09_CH | ZUESTA | component | L1EVChargeControl_1 | investment_costs_in_euro | 1000
2026-07-31 12:42:32 UTC | hp05_09_CH_ZUESTA | hp05 | 09_CH | ZUESTA | component | L1EVChargeControl_1 | lifetime_in_years | 10
2026-07-31 12:42:32 UTC | hp05_09_CH_ZUESTA | hp05 | 09_CH | ZUESTA | component | L1EVChargeControl_1 | maintenance_costs_in_euro_per_year | 5
2026-07-31 12:42:32 UTC | bo01_01_CH_ZUESTA | bo01 | 01_CH | ZUESTA | simulation | SimulationParameters | year | 2050
2026-07-31 12:42:32 UTC | bo01_01_CH_ZUESTA | bo01 | 01_CH | ZUESTA | simulation | SimulationParameters | seconds_per_timestep | 9 | s
2026-07-31 12:42:32 UTC | bo01_01_CH_ZUESTA | bo01 | 01_CH | ZUESTA | simulation | SimulationParameters | country | CH
2026-07-31 12:42:32 UTC | bo01_01_CH_ZUESTA | bo01 | 01_CH | ZUESTA | cli | cli_overrides | ARCH | 01_CH
2026-07-31 12:42:32 UTC | bo01_01_CH_ZUESTA | bo01 | 01_CH | ZUESTA | cli | cli_overrides | WEATHER | ZUESTA
2026-07-31 12:42:32 UTC | bo01_01_CH_ZUESTA | bo01 | 01_CH | ZUESTA | cli | cli_overrides | TIME_HORIZON | future
2026-07-31 12:42:32 UTC | bo01_01_CH_ZUESTA | bo01 | 01_CH | ZUESTA | cli | cli_overrides | SCENARIO | none
2026-07-31 12:42:32 UTC | bo01_01_CH_ZUESTA | bo01 | 01_CH | ZUESTA | cli | cli_overrides | OCC | SIA2024
2026-07-31 12:42:32 UTC | bo01_01_CH_ZUESTA | bo01 | 01_CH | ZUESTA | cli | cli_overrides | HEATGEN_SIZING | IDEAL_LOOKUP
2026-07-31 12:42:32 UTC | bo01_01_CH_ZUESTA | bo01 | 01_CH | ZUESTA | cli | cli_overrides | HP_SHARE_OF_IDEAL | 0.8
2026-07-31 12:42:32 UTC | bo01_01_CH_ZUESTA | bo01 | 01_CH | ZUESTA | internal_loads | SIA2024Occupancy | conditioned_floor_area_in_m2 | 223
2026-07-31 12:42:32 UTC | bo01_01_CH_ZUESTA | bo01 | 01_CH | ZUESTA | internal_loads | SIA2024Occupancy | appliances_load_w_per_m2 | 1
2026-07-31 12:42:32 UTC | bo01_01_CH_ZUESTA | bo01 | 01_CH | ZUESTA | internal_loads | SIA2024Occupancy | lighting_load_w_per_m2 | 3
2026-07-31 12:42:32 UTC | bo01_01_CH_ZUESTA | bo01 | 01_CH | ZUESTA | internal_loads | SIA2024Occupancy | lighting_annual_full_load_hours | 846
2026-07-31 12:42:32 UTC | bo01_01_CH_ZUESTA | bo01 | 01_CH | ZUESTA | internal_loads | SIA2024Occupancy | appliances_yearly_utilization_per_month | 0.7995
2026-07-31 12:42:32 UTC | bo01_01_CH_ZUESTA | bo01 | 01_CH | ZUESTA | weather | Weather | source_path | C:\Users\het\HiSim\hisim\inputs\weather\custom_csv\Zurich\NABZUE_2060_RCP85_DRY.csv
2026-07-31 12:42:32 UTC | bo01_01_CH_ZUESTA | bo01 | 01_CH | ZUESTA | weather | Weather | location | Zurich
2026-07-31 12:42:32 UTC | bo01_01_CH_ZUESTA | bo01 | 01_CH | ZUESTA | weather | Weather | name | Weather
2026-07-31 12:42:32 UTC | bo01_01_CH_ZUESTA | bo01 | 01_CH | ZUESTA | component | ElectricityMeter | building_name | BUI1
2026-07-31 12:42:32 UTC | bo01_01_CH_ZUESTA | bo01 | 01_CH | ZUESTA | component | ElectricityMeter | name | ElectricityMeter
2026-07-31 12:42:32 UTC | bo01_01_CH_ZUESTA | bo01 | 01_CH | ZUESTA | building | Building | building_name | 0_1918
2026-07-31 12:42:32 UTC | bo01_01_CH_ZUESTA | bo01 | 01_CH | ZUESTA | building | Building | building_code | AT.N.SFH.01.Gen.ReEx.001.002
2026-07-31 12:42:32 UTC | bo01_01_CH_ZUESTA | bo01 | 01_CH | ZUESTA | building | Building | building_heat_capacity_class | heavy
2026-07-31 12:42:32 UTC | bo01_01_CH_ZUESTA | bo01 | 01_CH | ZUESTA | building | Building | absolute_conditioned_floor_area_in_m2 | 223
2026-07-31 12:42:32 UTC | bo01_01_CH_ZUESTA | bo01 | 01_CH | ZUESTA | building | Building | heating_reference_temperature_in_celsius | -8
2026-07-31 12:42:32 UTC | bo01_01_CH_ZUESTA | bo01 | 01_CH | ZUESTA | building | Building | floor_u_value_in_watt_per_m2_per_kelvin | 0.9
2026-07-31 12:42:32 UTC | bo01_01_CH_ZUESTA | bo01 | 01_CH | ZUESTA | building | Building | floor_area_in_m2 | 95.9
2026-07-31 12:42:32 UTC | bo01_01_CH_ZUESTA | bo01 | 01_CH | ZUESTA | building | Building | facade_u_value_in_watt_per_m2_per_kelvin | 0.81
2026-07-31 12:42:32 UTC | bo01_01_CH_ZUESTA | bo01 | 01_CH | ZUESTA | building | Building | facade_area_in_m2 | 173.6
2026-07-31 12:42:32 UTC | bo01_01_CH_ZUESTA | bo01 | 01_CH | ZUESTA | building | Building | roof_u_value_in_watt_per_m2_per_kelvin | 0.46
2026-07-31 12:42:32 UTC | bo01_01_CH_ZUESTA | bo01 | 01_CH | ZUESTA | building | Building | roof_area_in_m2 | 108.7
2026-07-31 12:42:32 UTC | bo01_01_CH_ZUESTA | bo01 | 01_CH | ZUESTA | building | Building | window_u_value_in_watt_per_m2_per_kelvin | 2
2026-07-31 12:42:32 UTC | bo01_01_CH_ZUESTA | bo01 | 01_CH | ZUESTA | building | Building | window_area_in_m2 | 33.1
2026-07-31 12:42:32 UTC | bo01_01_CH_ZUESTA | bo01 | 01_CH | ZUESTA | building | Building | door_u_value_in_watt_per_m2_per_kelvin
2026-07-31 12:42:32 UTC | bo01_01_CH_ZUESTA | bo01 | 01_CH | ZUESTA | building | Building | door_area_in_m2
2026-07-31 12:42:32 UTC | bo01_01_CH_ZUESTA | bo01 | 01_CH | ZUESTA | building | Building | set_heating_temperature_in_celsius | 20.5
2026-07-31 12:42:32 UTC | bo01_01_CH_ZUESTA | bo01 | 01_CH | ZUESTA | building | Building | set_cooling_temperature_in_celsius | 99
2026-07-31 12:42:32 UTC | bo01_01_CH_ZUESTA | bo01 | 01_CH | ZUESTA | building | Building | natural_ventilation_m3_per_h_per_person | 29
2026-07-31 12:42:32 UTC | bo01_01_CH_ZUESTA | bo01 | 01_CH | ZUESTA | building | Building | sia_natural_ventilation_m3_per_h_per_m2 | 0.6
2026-07-31 12:42:32 UTC | bo01_01_CH_ZUESTA | bo01 | 01_CH | ZUESTA | building | Building | swiss_infiltration_rate_per_h | 0.3
2026-07-31 12:42:32 UTC | bo01_01_CH_ZUESTA | bo01 | 01_CH | ZUESTA | building | Building | heating_demand_mode | iso13790
2026-07-31 12:42:32 UTC | bo01_01_CH_ZUESTA | bo01 | 01_CH | ZUESTA | building | Building | operative_heating_proportional_band_in_celsius | 1
2026-07-31 12:42:32 UTC | bo01_01_CH_ZUESTA | bo01 | 01_CH | ZUESTA | building | Building | operative_heating_proportional_gain | 1
2026-07-31 12:42:32 UTC | bo01_01_CH_ZUESTA | bo01 | 01_CH | ZUESTA | building | Building | control_comfort_lower_bound_shift_in_celsius
2026-07-31 12:42:32 UTC | bo01_01_CH_ZUESTA | bo01 | 01_CH | ZUESTA | building | Building | comfort_aware_seasonal_heating_gate | true
2026-07-31 12:42:32 UTC | bo01_01_CH_ZUESTA | bo01 | 01_CH | ZUESTA | component | StrictComfortDemandController | building_name | BUI1
2026-07-31 12:42:32 UTC | bo01_01_CH_ZUESTA | bo01 | 01_CH | ZUESTA | component | StrictComfortDemandController | name | StrictComfortDemandController
2026-07-31 12:42:32 UTC | bo01_01_CH_ZUESTA | bo01 | 01_CH | ZUESTA | component | StrictComfortDemandController | temperature_air_heating_in_celsius | 20.5
2026-07-31 12:42:32 UTC | bo01_01_CH_ZUESTA | bo01 | 01_CH | ZUESTA | component | StrictComfortDemandController | temperature_air_cooling_in_celsius | 24
2026-07-31 12:42:32 UTC | bo01_01_CH_ZUESTA | bo01 | 01_CH | ZUESTA | component | StrictComfortDemandController | offset | 0.5
2026-07-31 12:42:32 UTC | bo01_01_CH_ZUESTA | bo01 | 01_CH | ZUESTA | component | StrictComfortDemandController | mode | 2
2026-07-31 12:42:32 UTC | bo01_01_CH_ZUESTA | bo01 | 01_CH | ZUESTA | component | StrictComfortDemandController | use_adaptive_comfort_band | true
2026-07-31 12:42:32 UTC | bo01_01_CH_ZUESTA | bo01 | 01_CH | ZUESTA | component | StrictComfortDemandController | control_strategy | strict_comfort_band_v1
2026-07-31 12:42:32 UTC | bo01_01_CH_ZUESTA | bo01 | 01_CH | ZUESTA | component | StrictComfortDemandController | comfort_band_inner_offset_in_celsius | 0.5
2026-07-31 12:42:32 UTC | bo01_01_CH_ZUESTA | bo01 | 01_CH | ZUESTA | component | StrictComfortDemandController | comfort_band_inner_offset_lower_in_celsius | 1
2026-07-31 12:42:32 UTC | bo01_01_CH_ZUESTA | bo01 | 01_CH | ZUESTA | component | StrictComfortDemandController | comfort_band_inner_offset_upper_in_celsius | 0.5
2026-07-31 12:42:32 UTC | bo01_01_CH_ZUESTA | bo01 | 01_CH | ZUESTA | component | StrictComfortDemandController | heating_disabled_above_running_mean_outdoor_temperature_in_celsius | 18
2026-07-31 12:42:32 UTC | bo01_01_CH_ZUESTA | bo01 | 01_CH | ZUESTA | component | StrictComfortDemandController | cooling_enabled_above_running_mean_outdoor_temperature_in_celsius | 99
2026-07-31 12:42:32 UTC | bo01_01_CH_ZUESTA | bo01 | 01_CH | ZUESTA | component | ComfortBandHeatingDemand | building_name | BUI1
2026-07-31 12:42:32 UTC | bo01_01_CH_ZUESTA | bo01 | 01_CH | ZUESTA | component | ComfortBandHeatingDemand | name | ComfortBandHeatingDemand
2026-07-31 12:42:32 UTC | bo01_01_CH_ZUESTA | bo01 | 01_CH | ZUESTA | component | ComfortBandHeatingDemand | max_heating_power_in_watt | 12075
2026-07-31 12:42:32 UTC | bo01_01_CH_ZUESTA | bo01 | 01_CH | ZUESTA | component | ComfortBandHeatingDemand | proportional_gain_in_watt_per_kelvin | 24150
2026-07-31 12:42:32 UTC | bo01_01_CH_ZUESTA | bo01 | 01_CH | ZUESTA | component | StrictComfortSetpointModifier | building_name | BUI1
2026-07-31 12:42:32 UTC | bo01_01_CH_ZUESTA | bo01 | 01_CH | ZUESTA | component | StrictComfortSetpointModifier | name | StrictComfortSetpointModifier
2026-07-31 12:42:32 UTC | bo01_01_CH_ZUESTA | bo01 | 01_CH | ZUESTA | component | StrictComfortSetpointModifier | base_heating_setpoint_in_celsius | 20.5
2026-07-31 12:42:32 UTC | bo01_01_CH_ZUESTA | bo01 | 01_CH | ZUESTA | component | StrictComfortSetpointModifier | recovery_gain | 5
2026-07-31 12:42:32 UTC | bo01_01_CH_ZUESTA | bo01 | 01_CH | ZUESTA | component | StrictComfortSetpointModifier | max_recovery_boost_in_celsius | 5
2026-07-31 12:42:32 UTC | bo01_01_CH_ZUESTA | bo01 | 01_CH | ZUESTA | component | StrictComfortSetpointModifier | clamp_min_modifier_in_celsius
2026-07-31 12:42:32 UTC | bo01_01_CH_ZUESTA | bo01 | 01_CH | ZUESTA | component | StrictComfortSetpointModifier | clamp_max_modifier_in_celsius | 15
2026-07-31 12:42:32 UTC | bo01_01_CH_ZUESTA | bo01 | 01_CH | ZUESTA | component | HeatDistributionController | building_name | BUI1
2026-07-31 12:42:32 UTC | bo01_01_CH_ZUESTA | bo01 | 01_CH | ZUESTA | component | HeatDistributionController | name | HeatDistributionController
2026-07-31 12:42:32 UTC | bo01_01_CH_ZUESTA | bo01 | 01_CH | ZUESTA | component | HeatDistributionController | heating_system | HeatDistributionSystemType.FLOORHEATING
2026-07-31 12:42:32 UTC | bo01_01_CH_ZUESTA | bo01 | 01_CH | ZUESTA | component | HeatDistributionController | set_heating_threshold_outside_temperature_in_celsius | 16
2026-07-31 12:42:32 UTC | bo01_01_CH_ZUESTA | bo01 | 01_CH | ZUESTA | component | HeatDistributionController | heating_reference_temperature_in_celsius | -8
2026-07-31 12:42:32 UTC | bo01_01_CH_ZUESTA | bo01 | 01_CH | ZUESTA | component | HeatDistributionController | set_heating_temperature_for_building_in_celsius | 20.5
2026-07-31 12:42:32 UTC | bo01_01_CH_ZUESTA | bo01 | 01_CH | ZUESTA | component | HeatDistributionController | set_cooling_temperature_for_building_in_celsius | 99
2026-07-31 12:42:32 UTC | bo01_01_CH_ZUESTA | bo01 | 01_CH | ZUESTA | component | HeatDistributionController | heating_load_of_building_in_watt | 12075
2026-07-31 12:42:32 UTC | bo01_01_CH_ZUESTA | bo01 | 01_CH | ZUESTA | heat_distribution | HeatDistributionSystem | absolute_conditioned_floor_area_in_m2 | 223
2026-07-31 12:42:32 UTC | bo01_01_CH_ZUESTA | bo01 | 01_CH | ZUESTA | thermal_storage | SimpleHotWaterStorage | volume_heating_water_storage_in_liter | 603.8
2026-07-31 12:42:32 UTC | bo01_01_CH_ZUESTA | bo01 | 01_CH | ZUESTA | component | BufferRemainingCapacity60C | building_name | BUI1
2026-07-31 12:42:32 UTC | bo01_01_CH_ZUESTA | bo01 | 01_CH | ZUESTA | component | BufferRemainingCapacity60C | name | BufferRemainingCapacity60C
2026-07-31 12:42:32 UTC | bo01_01_CH_ZUESTA | bo01 | 01_CH | ZUESTA | component | BufferRemainingCapacity60C | volume_heating_water_storage_in_liter | 603.8
2026-07-31 12:42:32 UTC | bo01_01_CH_ZUESTA | bo01 | 01_CH | ZUESTA | component | BufferRemainingCapacity60C | max_temperature_in_celsius | 6
2026-07-31 12:42:32 UTC | bo01_01_CH_ZUESTA | bo01 | 01_CH | ZUESTA | component | BufferRemainingCapacity60C | water_density_kg_per_liter | 0.992
2026-07-31 12:42:32 UTC | bo01_01_CH_ZUESTA | bo01 | 01_CH | ZUESTA | component | BufferRemainingCapacity60C | water_specific_heat_capacity_j_per_kg_per_k | 4180
2026-07-31 12:42:32 UTC | bo01_01_CH_ZUESTA | bo01 | 01_CH | ZUESTA | component | OilBoilerController | building_name | BUI1
2026-07-31 12:42:32 UTC | bo01_01_CH_ZUESTA | bo01 | 01_CH | ZUESTA | component | OilBoilerController | name | OilBoilerController
2026-07-31 12:42:32 UTC | bo01_01_CH_ZUESTA | bo01 | 01_CH | ZUESTA | component | OilBoilerController | is_modulating | true
2026-07-31 12:42:32 UTC | bo01_01_CH_ZUESTA | bo01 | 01_CH | ZUESTA | component | OilBoilerController | set_heating_threshold_outside_temperature_in_celsius | 16
2026-07-31 12:42:32 UTC | bo01_01_CH_ZUESTA | bo01 | 01_CH | ZUESTA | component | OilBoilerController | minimal_thermal_power_in_watt | 0
2026-07-31 12:42:32 UTC | bo01_01_CH_ZUESTA | bo01 | 01_CH | ZUESTA | component | OilBoilerController | maximal_thermal_power_in_watt | 8300
2026-07-31 12:42:32 UTC | bo01_01_CH_ZUESTA | bo01 | 01_CH | ZUESTA | component | OilBoilerController | set_temperature_difference_for_full_power | 5
2026-07-31 12:42:32 UTC | bo01_01_CH_ZUESTA | bo01 | 01_CH | ZUESTA | component | OilBoilerController | minimum_runtime_in_seconds | 1800
2026-07-31 12:42:32 UTC | bo01_01_CH_ZUESTA | bo01 | 01_CH | ZUESTA | component | OilBoilerController | minimum_resting_time_in_seconds | 1800
2026-07-31 12:42:32 UTC | bo01_01_CH_ZUESTA | bo01 | 01_CH | ZUESTA | component | OilBoilerController | with_domestic_hot_water_preparation | true
2026-07-31 12:42:32 UTC | bo01_01_CH_ZUESTA | bo01 | 01_CH | ZUESTA | component | OilBoilerController | secondary_mode | false
2026-07-31 12:42:32 UTC | bo01_01_CH_ZUESTA | bo01 | 01_CH | ZUESTA | component | OilBoilerController | hysteresis_water_temperature_offset | 10
2026-07-31 12:42:32 UTC | bo01_01_CH_ZUESTA | bo01 | 01_CH | ZUESTA | component | OilBoilerController | seasonal_modulation_minimum_enabled | false
2026-07-31 12:42:32 UTC | bo01_01_CH_ZUESTA | bo01 | 01_CH | ZUESTA | component | OilBoilerController | winter_modulation_minimum_thermal_power_in_watt
2026-07-31 12:42:32 UTC | bo01_01_CH_ZUESTA | bo01 | 01_CH | ZUESTA | component | OilBoilerController | summer_modulation_minimum_thermal_power_in_watt
2026-07-31 12:42:32 UTC | bo01_01_CH_ZUESTA | bo01 | 01_CH | ZUESTA | component | OilBoilerController | summer_modulation_daily_avg_outdoor_temperature_threshold_celsius | 16
2026-07-31 12:42:32 UTC | bo01_01_CH_ZUESTA | bo01 | 01_CH | ZUESTA | heat_generator | OilBoiler | minimal_thermal_power_in_watt | 0
2026-07-31 12:42:32 UTC | bo01_01_CH_ZUESTA | bo01 | 01_CH | ZUESTA | heat_generator | OilBoiler | maximal_thermal_power_in_watt | 8300
2026-07-31 12:42:32 UTC | bo01_01_CH_ZUESTA | bo01 | 01_CH | ZUESTA | heat_generator | OilBoiler | eff_th_min | 0.6
2026-07-31 12:42:32 UTC | bo01_01_CH_ZUESTA | bo01 | 01_CH | ZUESTA | heat_generator | OilBoiler | eff_th_max | 0.9
2026-07-31 12:42:32 UTC | bo01_01_CH_ZUESTA | bo01 | 01_CH | ZUESTA | heat_generator | OilBoiler | boiler_type | BoilerType.CONVENTIONAL
2026-07-31 12:42:32 UTC | bo01_01_CH_ZUESTA | bo01 | 01_CH | ZUESTA | heat_generator | OilBoiler | energy_carrier | LoadTypes.OIL
2026-07-31 12:42:32 UTC | bo01_01_CH_ZUESTA | bo01 | 01_CH | ZUESTA | component | FuelMeter | building_name | BUI1
2026-07-31 12:42:32 UTC | bo01_01_CH_ZUESTA | bo01 | 01_CH | ZUESTA | component | FuelMeter | name | FuelMeter
2026-07-31 12:42:32 UTC | bo01_01_CH_ZUESTA | bo01 | 01_CH | ZUESTA | component | FuelMeter | fuel_loadtype | LoadTypes.OIL
2026-07-31 12:42:32 UTC | bo01_01_CH_ZUESTA | bo01 | 01_CH | ZUESTA | component | FuelMeter | heating_value_of_fuel_in_kwh_per_liter | 9.822
2026-07-31 12:42:32 UTC | bo01_01_CH_ZUESTA | bo01 | 01_CH | ZUESTA | component | FuelMeter | fuel_density_in_kg_per_m3 | 83
2026-07-31 12:42:32 UTC | bo01_01_CH_ZUESTA | bo01 | 01_CH | ZUESTA | component | HeatGeneratorTotalThermalPower | building_name | BUI1
2026-07-31 12:42:32 UTC | bo01_01_CH_ZUESTA | bo01 | 01_CH | ZUESTA | component | HeatGeneratorTotalThermalPower | name | HeatGeneratorTotalThermalPower
2026-07-31 12:42:32 UTC | bo01_01_CH_ZUESTA | bo01 | 01_CH | ZUESTA | component | HeatGeneratorTotalThermalPower | loadtype | LoadTypes.ANY
2026-07-31 12:42:32 UTC | bo01_01_CH_ZUESTA | bo01 | 01_CH | ZUESTA | component | HeatGeneratorTotalThermalPower | unit | Units.WATT
2026-07-31 12:42:32 UTC | bo01_01_CH_ZUESTA | bo01 | 01_CH | ZUESTA | component | HeatGeneratorPlantDhwThermalPower | building_name | BUI1
2026-07-31 12:42:32 UTC | bo01_01_CH_ZUESTA | bo01 | 01_CH | ZUESTA | component | HeatGeneratorPlantDhwThermalPower | name | HeatGeneratorPlantDhwThermalPower
2026-07-31 12:42:32 UTC | bo01_01_CH_ZUESTA | bo01 | 01_CH | ZUESTA | component | HeatGeneratorPlantDhwThermalPower | loadtype | LoadTypes.ANY
2026-07-31 12:42:32 UTC | bo01_01_CH_ZUESTA | bo01 | 01_CH | ZUESTA | component | HeatGeneratorPlantDhwThermalPower | unit | Units.WATT
2026-07-31 12:42:32 UTC | bo01_01_CH_ZUESTA | bo01 | 01_CH | ZUESTA | component | SolarDhwThermalPower | building_name | BUI1
2026-07-31 12:42:32 UTC | bo01_01_CH_ZUESTA | bo01 | 01_CH | ZUESTA | component | SolarDhwThermalPower | name | SolarDhwThermalPower
2026-07-31 12:42:32 UTC | bo01_01_CH_ZUESTA | bo01 | 01_CH | ZUESTA | component | SolarDhwThermalPower | value_watt
2026-07-31 12:42:32 UTC | bo01_01_CH_ZUESTA | bo01 | 01_CH | ZUESTA | component | SolarDhwThermalPower | loadtype | LoadTypes.ANY
2026-07-31 12:42:32 UTC | bo01_01_CH_ZUESTA | bo01 | 01_CH | ZUESTA | component | SolarDhwThermalPower | unit | Units.WATT
2026-07-31 12:42:32 UTC | bo01_01_CH_ZUESTA | bo01 | 01_CH | ZUESTA | component | FlexibilityPotential | building_name | BUI1
2026-07-31 12:42:32 UTC | bo01_01_CH_ZUESTA | bo01 | 01_CH | ZUESTA | component | FlexibilityPotential | name | FlexibilityPotential
2026-07-31 12:42:32 UTC | bo01_01_CH_ZUESTA | bo01 | 01_CH | ZUESTA | component | FlexibilityPotential | fallback_heating_cop | 1
2026-07-31 12:42:32 UTC | bo01_01_CH_ZUESTA | bo01 | 01_CH | ZUESTA | component | FlexibilityPotential | fallback_cooling_eer
2026-07-31 12:42:32 UTC | bo01_02_CH_ZUESTA | bo01 | 02_CH | ZUESTA | simulation | SimulationParameters | year | 2050
2026-07-31 12:42:32 UTC | bo01_02_CH_ZUESTA | bo01 | 02_CH | ZUESTA | simulation | SimulationParameters | seconds_per_timestep | 9 | s
2026-07-31 12:42:32 UTC | bo01_02_CH_ZUESTA | bo01 | 02_CH | ZUESTA | simulation | SimulationParameters | country | CH
2026-07-31 12:42:32 UTC | bo01_02_CH_ZUESTA | bo01 | 02_CH | ZUESTA | cli | cli_overrides | ARCH | 02_CH
2026-07-31 12:42:32 UTC | bo01_02_CH_ZUESTA | bo01 | 02_CH | ZUESTA | cli | cli_overrides | WEATHER | ZUESTA
2026-07-31 12:42:32 UTC | bo01_02_CH_ZUESTA | bo01 | 02_CH | ZUESTA | cli | cli_overrides | TIME_HORIZON | future
2026-07-31 12:42:32 UTC | bo01_02_CH_ZUESTA | bo01 | 02_CH | ZUESTA | cli | cli_overrides | SCENARIO | none
2026-07-31 12:42:32 UTC | bo01_02_CH_ZUESTA | bo01 | 02_CH | ZUESTA | cli | cli_overrides | OCC | SIA2024
2026-07-31 12:42:32 UTC | bo01_02_CH_ZUESTA | bo01 | 02_CH | ZUESTA | cli | cli_overrides | HEATGEN_SIZING | IDEAL_LOOKUP
2026-07-31 12:42:32 UTC | bo01_02_CH_ZUESTA | bo01 | 02_CH | ZUESTA | cli | cli_overrides | HP_SHARE_OF_IDEAL | 0.8
2026-07-31 12:42:32 UTC | bo01_02_CH_ZUESTA | bo01 | 02_CH | ZUESTA | internal_loads | SIA2024Occupancy | conditioned_floor_area_in_m2 | 195
2026-07-31 12:42:32 UTC | bo01_02_CH_ZUESTA | bo01 | 02_CH | ZUESTA | internal_loads | SIA2024Occupancy | appliances_load_w_per_m2 | 1
2026-07-31 12:42:32 UTC | bo01_02_CH_ZUESTA | bo01 | 02_CH | ZUESTA | internal_loads | SIA2024Occupancy | lighting_load_w_per_m2 | 3
2026-07-31 12:42:32 UTC | bo01_02_CH_ZUESTA | bo01 | 02_CH | ZUESTA | internal_loads | SIA2024Occupancy | lighting_annual_full_load_hours | 846
2026-07-31 12:42:32 UTC | bo01_02_CH_ZUESTA | bo01 | 02_CH | ZUESTA | internal_loads | SIA2024Occupancy | appliances_yearly_utilization_per_month | 0.7995
2026-07-31 12:42:32 UTC | bo01_02_CH_ZUESTA | bo01 | 02_CH | ZUESTA | weather | Weather | source_path | C:\Users\het\HiSim\hisim\inputs\weather\custom_csv\Zurich\NABZUE_2060_RCP85_DRY.csv
2026-07-31 12:42:32 UTC | bo01_02_CH_ZUESTA | bo01 | 02_CH | ZUESTA | weather | Weather | location | Zurich
2026-07-31 12:42:32 UTC | bo01_02_CH_ZUESTA | bo01 | 02_CH | ZUESTA | weather | Weather | name | Weather
2026-07-31 12:42:32 UTC | bo01_02_CH_ZUESTA | bo01 | 02_CH | ZUESTA | component | ElectricityMeter | building_name | BUI1
2026-07-31 12:42:32 UTC | bo01_02_CH_ZUESTA | bo01 | 02_CH | ZUESTA | component | ElectricityMeter | name | ElectricityMeter
2026-07-31 12:42:32 UTC | bo01_02_CH_ZUESTA | bo01 | 02_CH | ZUESTA | building | Building | building_name | 1919_1945
2026-07-31 12:42:32 UTC | bo01_02_CH_ZUESTA | bo01 | 02_CH | ZUESTA | building | Building | building_code | AT.N.SFH.02.Gen.ReEx.001.002
2026-07-31 12:42:32 UTC | bo01_02_CH_ZUESTA | bo01 | 02_CH | ZUESTA | building | Building | building_heat_capacity_class | medium
2026-07-31 12:42:32 UTC | bo01_02_CH_ZUESTA | bo01 | 02_CH | ZUESTA | building | Building | absolute_conditioned_floor_area_in_m2 | 195
2026-07-31 12:42:32 UTC | bo01_02_CH_ZUESTA | bo01 | 02_CH | ZUESTA | building | Building | heating_reference_temperature_in_celsius | -8
2026-07-31 12:42:32 UTC | bo01_02_CH_ZUESTA | bo01 | 02_CH | ZUESTA | building | Building | floor_u_value_in_watt_per_m2_per_kelvin | 0.9
2026-07-31 12:42:32 UTC | bo01_02_CH_ZUESTA | bo01 | 02_CH | ZUESTA | building | Building | floor_area_in_m2 | 81.5
2026-07-31 12:42:32 UTC | bo01_02_CH_ZUESTA | bo01 | 02_CH | ZUESTA | building | Building | facade_u_value_in_watt_per_m2_per_kelvin | 0.9
2026-07-31 12:42:32 UTC | bo01_02_CH_ZUESTA | bo01 | 02_CH | ZUESTA | building | Building | facade_area_in_m2 | 183.5
2026-07-31 12:42:32 UTC | bo01_02_CH_ZUESTA | bo01 | 02_CH | ZUESTA | building | Building | roof_u_value_in_watt_per_m2_per_kelvin | 0.44
2026-07-31 12:42:32 UTC | bo01_02_CH_ZUESTA | bo01 | 02_CH | ZUESTA | building | Building | roof_area_in_m2 | 96
2026-07-31 12:42:32 UTC | bo01_02_CH_ZUESTA | bo01 | 02_CH | ZUESTA | building | Building | window_u_value_in_watt_per_m2_per_kelvin | 1.8
2026-07-31 12:42:32 UTC | bo01_02_CH_ZUESTA | bo01 | 02_CH | ZUESTA | building | Building | window_area_in_m2 | 31.2
2026-07-31 12:42:32 UTC | bo01_02_CH_ZUESTA | bo01 | 02_CH | ZUESTA | building | Building | door_u_value_in_watt_per_m2_per_kelvin
2026-07-31 12:42:32 UTC | bo01_02_CH_ZUESTA | bo01 | 02_CH | ZUESTA | building | Building | door_area_in_m2
2026-07-31 12:42:32 UTC | bo01_02_CH_ZUESTA | bo01 | 02_CH | ZUESTA | building | Building | set_heating_temperature_in_celsius | 20.5
2026-07-31 12:42:32 UTC | bo01_02_CH_ZUESTA | bo01 | 02_CH | ZUESTA | building | Building | set_cooling_temperature_in_celsius | 99
2026-07-31 12:42:32 UTC | bo01_02_CH_ZUESTA | bo01 | 02_CH | ZUESTA | building | Building | natural_ventilation_m3_per_h_per_person | 29
2026-07-31 12:42:32 UTC | bo01_02_CH_ZUESTA | bo01 | 02_CH | ZUESTA | building | Building | sia_natural_ventilation_m3_per_h_per_m2 | 0.6
2026-07-31 12:42:32 UTC | bo01_02_CH_ZUESTA | bo01 | 02_CH | ZUESTA | building | Building | swiss_infiltration_rate_per_h | 0.3
2026-07-31 12:42:32 UTC | bo01_02_CH_ZUESTA | bo01 | 02_CH | ZUESTA | building | Building | heating_demand_mode | iso13790
2026-07-31 12:42:32 UTC | bo01_02_CH_ZUESTA | bo01 | 02_CH | ZUESTA | building | Building | operative_heating_proportional_band_in_celsius | 1
2026-07-31 12:42:32 UTC | bo01_02_CH_ZUESTA | bo01 | 02_CH | ZUESTA | building | Building | operative_heating_proportional_gain | 1
2026-07-31 12:42:32 UTC | bo01_02_CH_ZUESTA | bo01 | 02_CH | ZUESTA | building | Building | control_comfort_lower_bound_shift_in_celsius
2026-07-31 12:42:32 UTC | bo01_02_CH_ZUESTA | bo01 | 02_CH | ZUESTA | building | Building | comfort_aware_seasonal_heating_gate | true
2026-07-31 12:42:32 UTC | bo01_02_CH_ZUESTA | bo01 | 02_CH | ZUESTA | component | StrictComfortDemandController | building_name | BUI1
2026-07-31 12:42:32 UTC | bo01_02_CH_ZUESTA | bo01 | 02_CH | ZUESTA | component | StrictComfortDemandController | name | StrictComfortDemandController
2026-07-31 12:42:32 UTC | bo01_02_CH_ZUESTA | bo01 | 02_CH | ZUESTA | component | StrictComfortDemandController | temperature_air_heating_in_celsius | 20.5
2026-07-31 12:42:32 UTC | bo01_02_CH_ZUESTA | bo01 | 02_CH | ZUESTA | component | StrictComfortDemandController | temperature_air_cooling_in_celsius | 24
2026-07-31 12:42:32 UTC | bo01_02_CH_ZUESTA | bo01 | 02_CH | ZUESTA | component | StrictComfortDemandController | offset | 0.5
2026-07-31 12:42:32 UTC | bo01_02_CH_ZUESTA | bo01 | 02_CH | ZUESTA | component | StrictComfortDemandController | mode | 2
2026-07-31 12:42:32 UTC | bo01_02_CH_ZUESTA | bo01 | 02_CH | ZUESTA | component | StrictComfortDemandController | use_adaptive_comfort_band | true
2026-07-31 12:42:32 UTC | bo01_02_CH_ZUESTA | bo01 | 02_CH | ZUESTA | component | StrictComfortDemandController | control_strategy | strict_comfort_band_v1
2026-07-31 12:42:32 UTC | bo01_02_CH_ZUESTA | bo01 | 02_CH | ZUESTA | component | StrictComfortDemandController | comfort_band_inner_offset_in_celsius | 0.5
2026-07-31 12:42:32 UTC | bo01_02_CH_ZUESTA | bo01 | 02_CH | ZUESTA | component | StrictComfortDemandController | comfort_band_inner_offset_lower_in_celsius | 1
2026-07-31 12:42:32 UTC | bo01_02_CH_ZUESTA | bo01 | 02_CH | ZUESTA | component | StrictComfortDemandController | comfort_band_inner_offset_upper_in_celsius | 0.5
2026-07-31 12:42:32 UTC | bo01_02_CH_ZUESTA | bo01 | 02_CH | ZUESTA | component | StrictComfortDemandController | heating_disabled_above_running_mean_outdoor_temperature_in_celsius | 18
2026-07-31 12:42:32 UTC | bo01_02_CH_ZUESTA | bo01 | 02_CH | ZUESTA | component | StrictComfortDemandController | cooling_enabled_above_running_mean_outdoor_temperature_in_celsius | 99
2026-07-31 12:42:32 UTC | bo01_02_CH_ZUESTA | bo01 | 02_CH | ZUESTA | component | ComfortBandHeatingDemand | building_name | BUI1
2026-07-31 12:42:32 UTC | bo01_02_CH_ZUESTA | bo01 | 02_CH | ZUESTA | component | ComfortBandHeatingDemand | name | ComfortBandHeatingDemand
2026-07-31 12:42:32 UTC | bo01_02_CH_ZUESTA | bo01 | 02_CH | ZUESTA | component | ComfortBandHeatingDemand | max_heating_power_in_watt | 11855.7
2026-07-31 12:42:32 UTC | bo01_02_CH_ZUESTA | bo01 | 02_CH | ZUESTA | component | ComfortBandHeatingDemand | proportional_gain_in_watt_per_kelvin | 23711.4
2026-07-31 12:42:32 UTC | bo01_02_CH_ZUESTA | bo01 | 02_CH | ZUESTA | component | StrictComfortSetpointModifier | building_name | BUI1
2026-07-31 12:42:32 UTC | bo01_02_CH_ZUESTA | bo01 | 02_CH | ZUESTA | component | StrictComfortSetpointModifier | name | StrictComfortSetpointModifier
2026-07-31 12:42:32 UTC | bo01_02_CH_ZUESTA | bo01 | 02_CH | ZUESTA | component | StrictComfortSetpointModifier | base_heating_setpoint_in_celsius | 20.5
2026-07-31 12:42:32 UTC | bo01_02_CH_ZUESTA | bo01 | 02_CH | ZUESTA | component | StrictComfortSetpointModifier | recovery_gain | 5
2026-07-31 12:42:32 UTC | bo01_02_CH_ZUESTA | bo01 | 02_CH | ZUESTA | component | StrictComfortSetpointModifier | max_recovery_boost_in_celsius | 5
2026-07-31 12:42:32 UTC | bo01_02_CH_ZUESTA | bo01 | 02_CH | ZUESTA | component | StrictComfortSetpointModifier | clamp_min_modifier_in_celsius
2026-07-31 12:42:32 UTC | bo01_02_CH_ZUESTA | bo01 | 02_CH | ZUESTA | component | StrictComfortSetpointModifier | clamp_max_modifier_in_celsius | 15
2026-07-31 12:42:32 UTC | bo01_02_CH_ZUESTA | bo01 | 02_CH | ZUESTA | component | HeatDistributionController | building_name | BUI1
2026-07-31 12:42:32 UTC | bo01_02_CH_ZUESTA | bo01 | 02_CH | ZUESTA | component | HeatDistributionController | name | HeatDistributionController
2026-07-31 12:42:32 UTC | bo01_02_CH_ZUESTA | bo01 | 02_CH | ZUESTA | component | HeatDistributionController | heating_system | HeatDistributionSystemType.FLOORHEATING
2026-07-31 12:42:32 UTC | bo01_02_CH_ZUESTA | bo01 | 02_CH | ZUESTA | component | HeatDistributionController | set_heating_threshold_outside_temperature_in_celsius | 16
2026-07-31 12:42:32 UTC | bo01_02_CH_ZUESTA | bo01 | 02_CH | ZUESTA | component | HeatDistributionController | heating_reference_temperature_in_celsius | -8
2026-07-31 12:42:32 UTC | bo01_02_CH_ZUESTA | bo01 | 02_CH | ZUESTA | component | HeatDistributionController | set_heating_temperature_for_building_in_celsius | 20.5
2026-07-31 12:42:32 UTC | bo01_02_CH_ZUESTA | bo01 | 02_CH | ZUESTA | component | HeatDistributionController | set_cooling_temperature_for_building_in_celsius | 99
2026-07-31 12:42:32 UTC | bo01_02_CH_ZUESTA | bo01 | 02_CH | ZUESTA | component | HeatDistributionController | heating_load_of_building_in_watt | 11855.7
2026-07-31 12:42:32 UTC | bo01_02_CH_ZUESTA | bo01 | 02_CH | ZUESTA | heat_distribution | HeatDistributionSystem | absolute_conditioned_floor_area_in_m2 | 195
2026-07-31 12:42:32 UTC | bo01_02_CH_ZUESTA | bo01 | 02_CH | ZUESTA | thermal_storage | SimpleHotWaterStorage | volume_heating_water_storage_in_liter | 592.8
2026-07-31 12:42:32 UTC | bo01_02_CH_ZUESTA | bo01 | 02_CH | ZUESTA | component | BufferRemainingCapacity60C | building_name | BUI1
2026-07-31 12:42:32 UTC | bo01_02_CH_ZUESTA | bo01 | 02_CH | ZUESTA | component | BufferRemainingCapacity60C | name | BufferRemainingCapacity60C
2026-07-31 12:42:32 UTC | bo01_02_CH_ZUESTA | bo01 | 02_CH | ZUESTA | component | BufferRemainingCapacity60C | volume_heating_water_storage_in_liter | 592.8
2026-07-31 12:42:32 UTC | bo01_02_CH_ZUESTA | bo01 | 02_CH | ZUESTA | component | BufferRemainingCapacity60C | max_temperature_in_celsius | 6
2026-07-31 12:42:32 UTC | bo01_02_CH_ZUESTA | bo01 | 02_CH | ZUESTA | component | BufferRemainingCapacity60C | water_density_kg_per_liter | 0.992
2026-07-31 12:42:32 UTC | bo01_02_CH_ZUESTA | bo01 | 02_CH | ZUESTA | component | BufferRemainingCapacity60C | water_specific_heat_capacity_j_per_kg_per_k | 4180
2026-07-31 12:42:32 UTC | bo01_02_CH_ZUESTA | bo01 | 02_CH | ZUESTA | component | OilBoilerController | building_name | BUI1
2026-07-31 12:42:32 UTC | bo01_02_CH_ZUESTA | bo01 | 02_CH | ZUESTA | component | OilBoilerController | name | OilBoilerController
2026-07-31 12:42:32 UTC | bo01_02_CH_ZUESTA | bo01 | 02_CH | ZUESTA | component | OilBoilerController | is_modulating | true
2026-07-31 12:42:32 UTC | bo01_02_CH_ZUESTA | bo01 | 02_CH | ZUESTA | component | OilBoilerController | set_heating_threshold_outside_temperature_in_celsius | 16
2026-07-31 12:42:32 UTC | bo01_02_CH_ZUESTA | bo01 | 02_CH | ZUESTA | component | OilBoilerController | minimal_thermal_power_in_watt | 0
2026-07-31 12:42:32 UTC | bo01_02_CH_ZUESTA | bo01 | 02_CH | ZUESTA | component | OilBoilerController | maximal_thermal_power_in_watt | 7510
2026-07-31 12:42:32 UTC | bo01_02_CH_ZUESTA | bo01 | 02_CH | ZUESTA | component | OilBoilerController | set_temperature_difference_for_full_power | 5
2026-07-31 12:42:32 UTC | bo01_02_CH_ZUESTA | bo01 | 02_CH | ZUESTA | component | OilBoilerController | minimum_runtime_in_seconds | 1800
2026-07-31 12:42:32 UTC | bo01_02_CH_ZUESTA | bo01 | 02_CH | ZUESTA | component | OilBoilerController | minimum_resting_time_in_seconds | 1800
2026-07-31 12:42:32 UTC | bo01_02_CH_ZUESTA | bo01 | 02_CH | ZUESTA | component | OilBoilerController | with_domestic_hot_water_preparation | true
2026-07-31 12:42:32 UTC | bo01_02_CH_ZUESTA | bo01 | 02_CH | ZUESTA | component | OilBoilerController | secondary_mode | false
2026-07-31 12:42:32 UTC | bo01_02_CH_ZUESTA | bo01 | 02_CH | ZUESTA | component | OilBoilerController | hysteresis_water_temperature_offset | 10
2026-07-31 12:42:32 UTC | bo01_02_CH_ZUESTA | bo01 | 02_CH | ZUESTA | component | OilBoilerController | seasonal_modulation_minimum_enabled | false
2026-07-31 12:42:32 UTC | bo01_02_CH_ZUESTA | bo01 | 02_CH | ZUESTA | component | OilBoilerController | winter_modulation_minimum_thermal_power_in_watt
2026-07-31 12:42:32 UTC | bo01_02_CH_ZUESTA | bo01 | 02_CH | ZUESTA | component | OilBoilerController | summer_modulation_minimum_thermal_power_in_watt
2026-07-31 12:42:32 UTC | bo01_02_CH_ZUESTA | bo01 | 02_CH | ZUESTA | component | OilBoilerController | summer_modulation_daily_avg_outdoor_temperature_threshold_celsius | 16
2026-07-31 12:42:32 UTC | bo01_02_CH_ZUESTA | bo01 | 02_CH | ZUESTA | heat_generator | OilBoiler | minimal_thermal_power_in_watt | 0
2026-07-31 12:42:32 UTC | bo01_02_CH_ZUESTA | bo01 | 02_CH | ZUESTA | heat_generator | OilBoiler | maximal_thermal_power_in_watt | 7510
2026-07-31 12:42:32 UTC | bo01_02_CH_ZUESTA | bo01 | 02_CH | ZUESTA | heat_generator | OilBoiler | eff_th_min | 0.6
2026-07-31 12:42:32 UTC | bo01_02_CH_ZUESTA | bo01 | 02_CH | ZUESTA | heat_generator | OilBoiler | eff_th_max | 0.9
2026-07-31 12:42:32 UTC | bo01_02_CH_ZUESTA | bo01 | 02_CH | ZUESTA | heat_generator | OilBoiler | boiler_type | BoilerType.CONVENTIONAL
2026-07-31 12:42:32 UTC | bo01_02_CH_ZUESTA | bo01 | 02_CH | ZUESTA | heat_generator | OilBoiler | energy_carrier | LoadTypes.OIL
2026-07-31 12:42:32 UTC | bo01_02_CH_ZUESTA | bo01 | 02_CH | ZUESTA | component | FuelMeter | building_name | BUI1
2026-07-31 12:42:32 UTC | bo01_02_CH_ZUESTA | bo01 | 02_CH | ZUESTA | component | FuelMeter | name | FuelMeter
2026-07-31 12:42:32 UTC | bo01_02_CH_ZUESTA | bo01 | 02_CH | ZUESTA | component | FuelMeter | fuel_loadtype | LoadTypes.OIL
2026-07-31 12:42:32 UTC | bo01_02_CH_ZUESTA | bo01 | 02_CH | ZUESTA | component | FuelMeter | heating_value_of_fuel_in_kwh_per_liter | 9.822
2026-07-31 12:42:32 UTC | bo01_02_CH_ZUESTA | bo01 | 02_CH | ZUESTA | component | FuelMeter | fuel_density_in_kg_per_m3 | 83
2026-07-31 12:42:32 UTC | bo01_02_CH_ZUESTA | bo01 | 02_CH | ZUESTA | component | HeatGeneratorTotalThermalPower | building_name | BUI1
2026-07-31 12:42:32 UTC | bo01_02_CH_ZUESTA | bo01 | 02_CH | ZUESTA | component | HeatGeneratorTotalThermalPower | name | HeatGeneratorTotalThermalPower
2026-07-31 12:42:32 UTC | bo01_02_CH_ZUESTA | bo01 | 02_CH | ZUESTA | component | HeatGeneratorTotalThermalPower | loadtype | LoadTypes.ANY
2026-07-31 12:42:32 UTC | bo01_02_CH_ZUESTA | bo01 | 02_CH | ZUESTA | component | HeatGeneratorTotalThermalPower | unit | Units.WATT
2026-07-31 12:42:32 UTC | bo01_02_CH_ZUESTA | bo01 | 02_CH | ZUESTA | component | HeatGeneratorPlantDhwThermalPower | building_name | BUI1
2026-07-31 12:42:32 UTC | bo01_02_CH_ZUESTA | bo01 | 02_CH | ZUESTA | component | HeatGeneratorPlantDhwThermalPower | name | HeatGeneratorPlantDhwThermalPower
2026-07-31 12:42:32 UTC | bo01_02_CH_ZUESTA | bo01 | 02_CH | ZUESTA | component | HeatGeneratorPlantDhwThermalPower | loadtype | LoadTypes.ANY
2026-07-31 12:42:32 UTC | bo01_02_CH_ZUESTA | bo01 | 02_CH | ZUESTA | component | HeatGeneratorPlantDhwThermalPower | unit | Units.WATT
2026-07-31 12:42:32 UTC | bo01_02_CH_ZUESTA | bo01 | 02_CH | ZUESTA | component | SolarDhwThermalPower | building_name | BUI1
2026-07-31 12:42:32 UTC | bo01_02_CH_ZUESTA | bo01 | 02_CH | ZUESTA | component | SolarDhwThermalPower | name | SolarDhwThermalPower
2026-07-31 12:42:32 UTC | bo01_02_CH_ZUESTA | bo01 | 02_CH | ZUESTA | component | SolarDhwThermalPower | value_watt
2026-07-31 12:42:32 UTC | bo01_02_CH_ZUESTA | bo01 | 02_CH | ZUESTA | component | SolarDhwThermalPower | loadtype | LoadTypes.ANY
2026-07-31 12:42:32 UTC | bo01_02_CH_ZUESTA | bo01 | 02_CH | ZUESTA | component | SolarDhwThermalPower | unit | Units.WATT
2026-07-31 12:42:32 UTC | bo01_02_CH_ZUESTA | bo01 | 02_CH | ZUESTA | component | FlexibilityPotential | building_name | BUI1
2026-07-31 12:42:32 UTC | bo01_02_CH_ZUESTA | bo01 | 02_CH | ZUESTA | component | FlexibilityPotential | name | FlexibilityPotential
2026-07-31 12:42:32 UTC | bo01_02_CH_ZUESTA | bo01 | 02_CH | ZUESTA | component | FlexibilityPotential | fallback_heating_cop | 1
2026-07-31 12:42:32 UTC | bo01_02_CH_ZUESTA | bo01 | 02_CH | ZUESTA | component | FlexibilityPotential | fallback_cooling_eer
2026-07-31 12:42:32 UTC | bo01_03_CH_ZUESTA | bo01 | 03_CH | ZUESTA | simulation | SimulationParameters | year | 2050
2026-07-31 12:42:32 UTC | bo01_03_CH_ZUESTA | bo01 | 03_CH | ZUESTA | simulation | SimulationParameters | seconds_per_timestep | 9 | s
2026-07-31 12:42:32 UTC | bo01_03_CH_ZUESTA | bo01 | 03_CH | ZUESTA | simulation | SimulationParameters | country | CH
2026-07-31 12:42:32 UTC | bo01_03_CH_ZUESTA | bo01 | 03_CH | ZUESTA | cli | cli_overrides | ARCH | 03_CH
2026-07-31 12:42:32 UTC | bo01_03_CH_ZUESTA | bo01 | 03_CH | ZUESTA | cli | cli_overrides | WEATHER | ZUESTA
2026-07-31 12:42:32 UTC | bo01_03_CH_ZUESTA | bo01 | 03_CH | ZUESTA | cli | cli_overrides | TIME_HORIZON | future
2026-07-31 12:42:32 UTC | bo01_03_CH_ZUESTA | bo01 | 03_CH | ZUESTA | cli | cli_overrides | SCENARIO | none
2026-07-31 12:42:32 UTC | bo01_03_CH_ZUESTA | bo01 | 03_CH | ZUESTA | cli | cli_overrides | OCC | SIA2024
2026-07-31 12:42:32 UTC | bo01_03_CH_ZUESTA | bo01 | 03_CH | ZUESTA | cli | cli_overrides | HEATGEN_SIZING | IDEAL_LOOKUP
2026-07-31 12:42:32 UTC | bo01_03_CH_ZUESTA | bo01 | 03_CH | ZUESTA | cli | cli_overrides | HP_SHARE_OF_IDEAL | 0.8
2026-07-31 12:42:32 UTC | bo01_03_CH_ZUESTA | bo01 | 03_CH | ZUESTA | internal_loads | SIA2024Occupancy | conditioned_floor_area_in_m2 | 18
2026-07-31 12:42:32 UTC | bo01_03_CH_ZUESTA | bo01 | 03_CH | ZUESTA | internal_loads | SIA2024Occupancy | appliances_load_w_per_m2 | 1
2026-07-31 12:42:32 UTC | bo01_03_CH_ZUESTA | bo01 | 03_CH | ZUESTA | internal_loads | SIA2024Occupancy | lighting_load_w_per_m2 | 3
2026-07-31 12:42:32 UTC | bo01_03_CH_ZUESTA | bo01 | 03_CH | ZUESTA | internal_loads | SIA2024Occupancy | lighting_annual_full_load_hours | 846
2026-07-31 12:42:32 UTC | bo01_03_CH_ZUESTA | bo01 | 03_CH | ZUESTA | internal_loads | SIA2024Occupancy | appliances_yearly_utilization_per_month | 0.7995
2026-07-31 12:42:32 UTC | bo01_03_CH_ZUESTA | bo01 | 03_CH | ZUESTA | weather | Weather | source_path | C:\Users\het\HiSim\hisim\inputs\weather\custom_csv\Zurich\NABZUE_2060_RCP85_DRY.csv
2026-07-31 12:42:32 UTC | bo01_03_CH_ZUESTA | bo01 | 03_CH | ZUESTA | weather | Weather | location | Zurich
2026-07-31 12:42:32 UTC | bo01_03_CH_ZUESTA | bo01 | 03_CH | ZUESTA | weather | Weather | name | Weather
2026-07-31 12:42:32 UTC | bo01_03_CH_ZUESTA | bo01 | 03_CH | ZUESTA | component | ElectricityMeter | building_name | BUI1
2026-07-31 12:42:32 UTC | bo01_03_CH_ZUESTA | bo01 | 03_CH | ZUESTA | component | ElectricityMeter | name | ElectricityMeter
2026-07-31 12:42:32 UTC | bo01_03_CH_ZUESTA | bo01 | 03_CH | ZUESTA | building | Building | building_name | 1946_1960
2026-07-31 12:42:32 UTC | bo01_03_CH_ZUESTA | bo01 | 03_CH | ZUESTA | building | Building | building_code | AT.N.SFH.03.Gen.ReEx.001.002
2026-07-31 12:42:32 UTC | bo01_03_CH_ZUESTA | bo01 | 03_CH | ZUESTA | building | Building | building_heat_capacity_class | medium
2026-07-31 12:42:32 UTC | bo01_03_CH_ZUESTA | bo01 | 03_CH | ZUESTA | building | Building | absolute_conditioned_floor_area_in_m2 | 180
2026-07-31 12:42:32 UTC | bo01_03_CH_ZUESTA | bo01 | 03_CH | ZUESTA | building | Building | heating_reference_temperature_in_celsius | -8
2026-07-31 12:42:32 UTC | bo01_03_CH_ZUESTA | bo01 | 03_CH | ZUESTA | building | Building | floor_u_value_in_watt_per_m2_per_kelvin | 0.98
2026-07-31 12:42:32 UTC | bo01_03_CH_ZUESTA | bo01 | 03_CH | ZUESTA | building | Building | floor_area_in_m2 | 86.1
2026-07-31 12:42:32 UTC | bo01_03_CH_ZUESTA | bo01 | 03_CH | ZUESTA | building | Building | facade_u_value_in_watt_per_m2_per_kelvin | 0.81
2026-07-31 12:42:32 UTC | bo01_03_CH_ZUESTA | bo01 | 03_CH | ZUESTA | building | Building | facade_area_in_m2 | 167.6
2026-07-31 12:42:32 UTC | bo01_03_CH_ZUESTA | bo01 | 03_CH | ZUESTA | building | Building | roof_u_value_in_watt_per_m2_per_kelvin | 0.44
2026-07-31 12:42:32 UTC | bo01_03_CH_ZUESTA | bo01 | 03_CH | ZUESTA | building | Building | roof_area_in_m2 | 95.44
2026-07-31 12:42:32 UTC | bo01_03_CH_ZUESTA | bo01 | 03_CH | ZUESTA | building | Building | window_u_value_in_watt_per_m2_per_kelvin | 1.6
2026-07-31 12:42:32 UTC | bo01_03_CH_ZUESTA | bo01 | 03_CH | ZUESTA | building | Building | window_area_in_m2 | 28.8
2026-07-31 12:42:32 UTC | bo01_03_CH_ZUESTA | bo01 | 03_CH | ZUESTA | building | Building | door_u_value_in_watt_per_m2_per_kelvin
2026-07-31 12:42:32 UTC | bo01_03_CH_ZUESTA | bo01 | 03_CH | ZUESTA | building | Building | door_area_in_m2
2026-07-31 12:42:32 UTC | bo01_03_CH_ZUESTA | bo01 | 03_CH | ZUESTA | building | Building | set_heating_temperature_in_celsius | 20.5
2026-07-31 12:42:32 UTC | bo01_03_CH_ZUESTA | bo01 | 03_CH | ZUESTA | building | Building | set_cooling_temperature_in_celsius | 99
2026-07-31 12:42:32 UTC | bo01_03_CH_ZUESTA | bo01 | 03_CH | ZUESTA | building | Building | natural_ventilation_m3_per_h_per_person | 29
2026-07-31 12:42:32 UTC | bo01_03_CH_ZUESTA | bo01 | 03_CH | ZUESTA | building | Building | sia_natural_ventilation_m3_per_h_per_m2 | 0.6
2026-07-31 12:42:32 UTC | bo01_03_CH_ZUESTA | bo01 | 03_CH | ZUESTA | building | Building | swiss_infiltration_rate_per_h | 0.3
2026-07-31 12:42:32 UTC | bo01_03_CH_ZUESTA | bo01 | 03_CH | ZUESTA | building | Building | heating_demand_mode | iso13790
2026-07-31 12:42:32 UTC | bo01_03_CH_ZUESTA | bo01 | 03_CH | ZUESTA | building | Building | operative_heating_proportional_band_in_celsius | 1
2026-07-31 12:42:32 UTC | bo01_03_CH_ZUESTA | bo01 | 03_CH | ZUESTA | building | Building | operative_heating_proportional_gain | 1
2026-07-31 12:42:32 UTC | bo01_03_CH_ZUESTA | bo01 | 03_CH | ZUESTA | building | Building | control_comfort_lower_bound_shift_in_celsius
2026-07-31 12:42:32 UTC | bo01_03_CH_ZUESTA | bo01 | 03_CH | ZUESTA | building | Building | comfort_aware_seasonal_heating_gate | true
2026-07-31 12:42:32 UTC | bo01_03_CH_ZUESTA | bo01 | 03_CH | ZUESTA | component | StrictComfortDemandController | building_name | BUI1
2026-07-31 12:42:32 UTC | bo01_03_CH_ZUESTA | bo01 | 03_CH | ZUESTA | component | StrictComfortDemandController | name | StrictComfortDemandController
2026-07-31 12:42:32 UTC | bo01_03_CH_ZUESTA | bo01 | 03_CH | ZUESTA | component | StrictComfortDemandController | temperature_air_heating_in_celsius | 20.5
2026-07-31 12:42:32 UTC | bo01_03_CH_ZUESTA | bo01 | 03_CH | ZUESTA | component | StrictComfortDemandController | temperature_air_cooling_in_celsius | 24
2026-07-31 12:42:32 UTC | bo01_03_CH_ZUESTA | bo01 | 03_CH | ZUESTA | component | StrictComfortDemandController | offset | 0.5
2026-07-31 12:42:32 UTC | bo01_03_CH_ZUESTA | bo01 | 03_CH | ZUESTA | component | StrictComfortDemandController | mode | 2
2026-07-31 12:42:32 UTC | bo01_03_CH_ZUESTA | bo01 | 03_CH | ZUESTA | component | StrictComfortDemandController | use_adaptive_comfort_band | true
2026-07-31 12:42:32 UTC | bo01_03_CH_ZUESTA | bo01 | 03_CH | ZUESTA | component | StrictComfortDemandController | control_strategy | strict_comfort_band_v1
2026-07-31 12:42:32 UTC | bo01_03_CH_ZUESTA | bo01 | 03_CH | ZUESTA | component | StrictComfortDemandController | comfort_band_inner_offset_in_celsius | 0.5
2026-07-31 12:42:32 UTC | bo01_03_CH_ZUESTA | bo01 | 03_CH | ZUESTA | component | StrictComfortDemandController | comfort_band_inner_offset_lower_in_celsius | 1
2026-07-31 12:42:32 UTC | bo01_03_CH_ZUESTA | bo01 | 03_CH | ZUESTA | component | StrictComfortDemandController | comfort_band_inner_offset_upper_in_celsius | 0.5
2026-07-31 12:42:32 UTC | bo01_03_CH_ZUESTA | bo01 | 03_CH | ZUESTA | component | StrictComfortDemandController | heating_disabled_above_running_mean_outdoor_temperature_in_celsius | 18
2026-07-31 12:42:32 UTC | bo01_03_CH_ZUESTA | bo01 | 03_CH | ZUESTA | component | StrictComfortDemandController | cooling_enabled_above_running_mean_outdoor_temperature_in_celsius | 99
2026-07-31 12:42:32 UTC | bo01_03_CH_ZUESTA | bo01 | 03_CH | ZUESTA | component | ComfortBandHeatingDemand | building_name | BUI1
2026-07-31 12:42:32 UTC | bo01_03_CH_ZUESTA | bo01 | 03_CH | ZUESTA | component | ComfortBandHeatingDemand | name | ComfortBandHeatingDemand
2026-07-31 12:42:32 UTC | bo01_03_CH_ZUESTA | bo01 | 03_CH | ZUESTA | component | ComfortBandHeatingDemand | max_heating_power_in_watt | 10601.2
2026-07-31 12:42:32 UTC | bo01_03_CH_ZUESTA | bo01 | 03_CH | ZUESTA | component | ComfortBandHeatingDemand | proportional_gain_in_watt_per_kelvin | 21202.5
2026-07-31 12:42:32 UTC | bo01_03_CH_ZUESTA | bo01 | 03_CH | ZUESTA | component | StrictComfortSetpointModifier | building_name | BUI1
2026-07-31 12:42:32 UTC | bo01_03_CH_ZUESTA | bo01 | 03_CH | ZUESTA | component | StrictComfortSetpointModifier | name | StrictComfortSetpointModifier
2026-07-31 12:42:32 UTC | bo01_03_CH_ZUESTA | bo01 | 03_CH | ZUESTA | component | StrictComfortSetpointModifier | base_heating_setpoint_in_celsius | 20.5
2026-07-31 12:42:32 UTC | bo01_03_CH_ZUESTA | bo01 | 03_CH | ZUESTA | component | StrictComfortSetpointModifier | recovery_gain | 5
2026-07-31 12:42:32 UTC | bo01_03_CH_ZUESTA | bo01 | 03_CH | ZUESTA | component | StrictComfortSetpointModifier | max_recovery_boost_in_celsius | 5
2026-07-31 12:42:32 UTC | bo01_03_CH_ZUESTA | bo01 | 03_CH | ZUESTA | component | StrictComfortSetpointModifier | clamp_min_modifier_in_celsius
2026-07-31 12:42:32 UTC | bo01_03_CH_ZUESTA | bo01 | 03_CH | ZUESTA | component | StrictComfortSetpointModifier | clamp_max_modifier_in_celsius | 15
2026-07-31 12:42:32 UTC | bo01_03_CH_ZUESTA | bo01 | 03_CH | ZUESTA | component | HeatDistributionController | building_name | BUI1
2026-07-31 12:42:32 UTC | bo01_03_CH_ZUESTA | bo01 | 03_CH | ZUESTA | component | HeatDistributionController | name | HeatDistributionController
2026-07-31 12:42:32 UTC | bo01_03_CH_ZUESTA | bo01 | 03_CH | ZUESTA | component | HeatDistributionController | heating_system | HeatDistributionSystemType.FLOORHEATING
2026-07-31 12:42:32 UTC | bo01_03_CH_ZUESTA | bo01 | 03_CH | ZUESTA | component | HeatDistributionController | set_heating_threshold_outside_temperature_in_celsius | 16
2026-07-31 12:42:32 UTC | bo01_03_CH_ZUESTA | bo01 | 03_CH | ZUESTA | component | HeatDistributionController | heating_reference_temperature_in_celsius | -8
2026-07-31 12:42:32 UTC | bo01_03_CH_ZUESTA | bo01 | 03_CH | ZUESTA | component | HeatDistributionController | set_heating_temperature_for_building_in_celsius | 20.5
2026-07-31 12:42:32 UTC | bo01_03_CH_ZUESTA | bo01 | 03_CH | ZUESTA | component | HeatDistributionController | set_cooling_temperature_for_building_in_celsius | 99
2026-07-31 12:42:32 UTC | bo01_03_CH_ZUESTA | bo01 | 03_CH | ZUESTA | component | HeatDistributionController | heating_load_of_building_in_watt | 10601.2
2026-07-31 12:42:32 UTC | bo01_03_CH_ZUESTA | bo01 | 03_CH | ZUESTA | heat_distribution | HeatDistributionSystem | absolute_conditioned_floor_area_in_m2 | 18
2026-07-31 12:42:32 UTC | bo01_03_CH_ZUESTA | bo01 | 03_CH | ZUESTA | thermal_storage | SimpleHotWaterStorage | volume_heating_water_storage_in_liter | 530.1
2026-07-31 12:42:32 UTC | bo01_03_CH_ZUESTA | bo01 | 03_CH | ZUESTA | component | BufferRemainingCapacity60C | building_name | BUI1
2026-07-31 12:42:32 UTC | bo01_03_CH_ZUESTA | bo01 | 03_CH | ZUESTA | component | BufferRemainingCapacity60C | name | BufferRemainingCapacity60C
2026-07-31 12:42:32 UTC | bo01_03_CH_ZUESTA | bo01 | 03_CH | ZUESTA | component | BufferRemainingCapacity60C | volume_heating_water_storage_in_liter | 530.1
2026-07-31 12:42:32 UTC | bo01_03_CH_ZUESTA | bo01 | 03_CH | ZUESTA | component | BufferRemainingCapacity60C | max_temperature_in_celsius | 6
2026-07-31 12:42:32 UTC | bo01_03_CH_ZUESTA | bo01 | 03_CH | ZUESTA | component | BufferRemainingCapacity60C | water_density_kg_per_liter | 0.992
2026-07-31 12:42:32 UTC | bo01_03_CH_ZUESTA | bo01 | 03_CH | ZUESTA | component | BufferRemainingCapacity60C | water_specific_heat_capacity_j_per_kg_per_k | 4180
2026-07-31 12:42:32 UTC | bo01_03_CH_ZUESTA | bo01 | 03_CH | ZUESTA | component | OilBoilerController | building_name | BUI1
2026-07-31 12:42:32 UTC | bo01_03_CH_ZUESTA | bo01 | 03_CH | ZUESTA | component | OilBoilerController | name | OilBoilerController
2026-07-31 12:42:32 UTC | bo01_03_CH_ZUESTA | bo01 | 03_CH | ZUESTA | component | OilBoilerController | is_modulating | true
2026-07-31 12:42:32 UTC | bo01_03_CH_ZUESTA | bo01 | 03_CH | ZUESTA | component | OilBoilerController | set_heating_threshold_outside_temperature_in_celsius | 16
2026-07-31 12:42:32 UTC | bo01_03_CH_ZUESTA | bo01 | 03_CH | ZUESTA | component | OilBoilerController | minimal_thermal_power_in_watt | 0
2026-07-31 12:42:32 UTC | bo01_03_CH_ZUESTA | bo01 | 03_CH | ZUESTA | component | OilBoilerController | maximal_thermal_power_in_watt | 7020
2026-07-31 12:42:32 UTC | bo01_03_CH_ZUESTA | bo01 | 03_CH | ZUESTA | component | OilBoilerController | set_temperature_difference_for_full_power | 5
2026-07-31 12:42:32 UTC | bo01_03_CH_ZUESTA | bo01 | 03_CH | ZUESTA | component | OilBoilerController | minimum_runtime_in_seconds | 1800
2026-07-31 12:42:32 UTC | bo01_03_CH_ZUESTA | bo01 | 03_CH | ZUESTA | component | OilBoilerController | minimum_resting_time_in_seconds | 1800
2026-07-31 12:42:32 UTC | bo01_03_CH_ZUESTA | bo01 | 03_CH | ZUESTA | component | OilBoilerController | with_domestic_hot_water_preparation | true
2026-07-31 12:42:32 UTC | bo01_03_CH_ZUESTA | bo01 | 03_CH | ZUESTA | component | OilBoilerController | secondary_mode | false
2026-07-31 12:42:32 UTC | bo01_03_CH_ZUESTA | bo01 | 03_CH | ZUESTA | component | OilBoilerController | hysteresis_water_temperature_offset | 10
2026-07-31 12:42:32 UTC | bo01_03_CH_ZUESTA | bo01 | 03_CH | ZUESTA | component | OilBoilerController | seasonal_modulation_minimum_enabled | false
2026-07-31 12:42:32 UTC | bo01_03_CH_ZUESTA | bo01 | 03_CH | ZUESTA | component | OilBoilerController | winter_modulation_minimum_thermal_power_in_watt
2026-07-31 12:42:32 UTC | bo01_03_CH_ZUESTA | bo01 | 03_CH | ZUESTA | component | OilBoilerController | summer_modulation_minimum_thermal_power_in_watt
2026-07-31 12:42:32 UTC | bo01_03_CH_ZUESTA | bo01 | 03_CH | ZUESTA | component | OilBoilerController | summer_modulation_daily_avg_outdoor_temperature_threshold_celsius | 16
2026-07-31 12:42:32 UTC | bo01_03_CH_ZUESTA | bo01 | 03_CH | ZUESTA | heat_generator | OilBoiler | minimal_thermal_power_in_watt | 0
2026-07-31 12:42:32 UTC | bo01_03_CH_ZUESTA | bo01 | 03_CH | ZUESTA | heat_generator | OilBoiler | maximal_thermal_power_in_watt | 7020
2026-07-31 12:42:32 UTC | bo01_03_CH_ZUESTA | bo01 | 03_CH | ZUESTA | heat_generator | OilBoiler | eff_th_min | 0.6
2026-07-31 12:42:32 UTC | bo01_03_CH_ZUESTA | bo01 | 03_CH | ZUESTA | heat_generator | OilBoiler | eff_th_max | 0.9
2026-07-31 12:42:32 UTC | bo01_03_CH_ZUESTA | bo01 | 03_CH | ZUESTA | heat_generator | OilBoiler | boiler_type | BoilerType.CONVENTIONAL
2026-07-31 12:42:32 UTC | bo01_03_CH_ZUESTA | bo01 | 03_CH | ZUESTA | heat_generator | OilBoiler | energy_carrier | LoadTypes.OIL
2026-07-31 12:42:32 UTC | bo01_03_CH_ZUESTA | bo01 | 03_CH | ZUESTA | component | FuelMeter | building_name | BUI1
2026-07-31 12:42:32 UTC | bo01_03_CH_ZUESTA | bo01 | 03_CH | ZUESTA | component | FuelMeter | name | FuelMeter
2026-07-31 12:42:32 UTC | bo01_03_CH_ZUESTA | bo01 | 03_CH | ZUESTA | component | FuelMeter | fuel_loadtype | LoadTypes.OIL
2026-07-31 12:42:32 UTC | bo01_03_CH_ZUESTA | bo01 | 03_CH | ZUESTA | component | FuelMeter | heating_value_of_fuel_in_kwh_per_liter | 9.822
2026-07-31 12:42:32 UTC | bo01_03_CH_ZUESTA | bo01 | 03_CH | ZUESTA | component | FuelMeter | fuel_density_in_kg_per_m3 | 83
2026-07-31 12:42:32 UTC | bo01_03_CH_ZUESTA | bo01 | 03_CH | ZUESTA | component | HeatGeneratorTotalThermalPower | building_name | BUI1
2026-07-31 12:42:32 UTC | bo01_03_CH_ZUESTA | bo01 | 03_CH | ZUESTA | component | HeatGeneratorTotalThermalPower | name | HeatGeneratorTotalThermalPower
2026-07-31 12:42:32 UTC | bo01_03_CH_ZUESTA | bo01 | 03_CH | ZUESTA | component | HeatGeneratorTotalThermalPower | loadtype | LoadTypes.ANY
2026-07-31 12:42:32 UTC | bo01_03_CH_ZUESTA | bo01 | 03_CH | ZUESTA | component | HeatGeneratorTotalThermalPower | unit | Units.WATT
2026-07-31 12:42:32 UTC | bo01_03_CH_ZUESTA | bo01 | 03_CH | ZUESTA | component | HeatGeneratorPlantDhwThermalPower | building_name | BUI1
2026-07-31 12:42:32 UTC | bo01_03_CH_ZUESTA | bo01 | 03_CH | ZUESTA | component | HeatGeneratorPlantDhwThermalPower | name | HeatGeneratorPlantDhwThermalPower
2026-07-31 12:42:32 UTC | bo01_03_CH_ZUESTA | bo01 | 03_CH | ZUESTA | component | HeatGeneratorPlantDhwThermalPower | loadtype | LoadTypes.ANY
2026-07-31 12:42:32 UTC | bo01_03_CH_ZUESTA | bo01 | 03_CH | ZUESTA | component | HeatGeneratorPlantDhwThermalPower | unit | Units.WATT
2026-07-31 12:42:32 UTC | bo01_03_CH_ZUESTA | bo01 | 03_CH | ZUESTA | component | SolarDhwThermalPower | building_name | BUI1
2026-07-31 12:42:32 UTC | bo01_03_CH_ZUESTA | bo01 | 03_CH | ZUESTA | component | SolarDhwThermalPower | name | SolarDhwThermalPower
2026-07-31 12:42:32 UTC | bo01_03_CH_ZUESTA | bo01 | 03_CH | ZUESTA | component | SolarDhwThermalPower | value_watt
2026-07-31 12:42:32 UTC | bo01_03_CH_ZUESTA | bo01 | 03_CH | ZUESTA | component | SolarDhwThermalPower | loadtype | LoadTypes.ANY
2026-07-31 12:42:32 UTC | bo01_03_CH_ZUESTA | bo01 | 03_CH | ZUESTA | component | SolarDhwThermalPower | unit | Units.WATT
2026-07-31 12:42:32 UTC | bo01_03_CH_ZUESTA | bo01 | 03_CH | ZUESTA | component | FlexibilityPotential | building_name | BUI1
2026-07-31 12:42:32 UTC | bo01_03_CH_ZUESTA | bo01 | 03_CH | ZUESTA | component | FlexibilityPotential | name | FlexibilityPotential
2026-07-31 12:42:32 UTC | bo01_03_CH_ZUESTA | bo01 | 03_CH | ZUESTA | component | FlexibilityPotential | fallback_heating_cop | 1
2026-07-31 12:42:32 UTC | bo01_03_CH_ZUESTA | bo01 | 03_CH | ZUESTA | component | FlexibilityPotential | fallback_cooling_eer
2026-07-31 12:42:32 UTC | bo01_04_CH_ZUESTA | bo01 | 04_CH | ZUESTA | simulation | SimulationParameters | year | 2050
2026-07-31 12:42:32 UTC | bo01_04_CH_ZUESTA | bo01 | 04_CH | ZUESTA | simulation | SimulationParameters | seconds_per_timestep | 9 | s
2026-07-31 12:42:32 UTC | bo01_04_CH_ZUESTA | bo01 | 04_CH | ZUESTA | simulation | SimulationParameters | country | CH
2026-07-31 12:42:32 UTC | bo01_04_CH_ZUESTA | bo01 | 04_CH | ZUESTA | cli | cli_overrides | ARCH | 04_CH
2026-07-31 12:42:32 UTC | bo01_04_CH_ZUESTA | bo01 | 04_CH | ZUESTA | cli | cli_overrides | WEATHER | ZUESTA
2026-07-31 12:42:32 UTC | bo01_04_CH_ZUESTA | bo01 | 04_CH | ZUESTA | cli | cli_overrides | TIME_HORIZON | future
2026-07-31 12:42:32 UTC | bo01_04_CH_ZUESTA | bo01 | 04_CH | ZUESTA | cli | cli_overrides | SCENARIO | none
2026-07-31 12:42:32 UTC | bo01_04_CH_ZUESTA | bo01 | 04_CH | ZUESTA | cli | cli_overrides | OCC | SIA2024
2026-07-31 12:42:32 UTC | bo01_04_CH_ZUESTA | bo01 | 04_CH | ZUESTA | cli | cli_overrides | HEATGEN_SIZING | IDEAL_LOOKUP
2026-07-31 12:42:32 UTC | bo01_04_CH_ZUESTA | bo01 | 04_CH | ZUESTA | cli | cli_overrides | HP_SHARE_OF_IDEAL | 0.8
2026-07-31 12:42:32 UTC | bo01_04_CH_ZUESTA | bo01 | 04_CH | ZUESTA | internal_loads | SIA2024Occupancy | conditioned_floor_area_in_m2 | 19
2026-07-31 12:42:32 UTC | bo01_04_CH_ZUESTA | bo01 | 04_CH | ZUESTA | internal_loads | SIA2024Occupancy | appliances_load_w_per_m2 | 1
2026-07-31 12:42:32 UTC | bo01_04_CH_ZUESTA | bo01 | 04_CH | ZUESTA | internal_loads | SIA2024Occupancy | lighting_load_w_per_m2 | 3
2026-07-31 12:42:32 UTC | bo01_04_CH_ZUESTA | bo01 | 04_CH | ZUESTA | internal_loads | SIA2024Occupancy | lighting_annual_full_load_hours | 846
2026-07-31 12:42:32 UTC | bo01_04_CH_ZUESTA | bo01 | 04_CH | ZUESTA | internal_loads | SIA2024Occupancy | appliances_yearly_utilization_per_month | 0.7995
2026-07-31 12:42:32 UTC | bo01_04_CH_ZUESTA | bo01 | 04_CH | ZUESTA | weather | Weather | source_path | C:\Users\het\HiSim\hisim\inputs\weather\custom_csv\Zurich\NABZUE_2060_RCP85_DRY.csv
2026-07-31 12:42:32 UTC | bo01_04_CH_ZUESTA | bo01 | 04_CH | ZUESTA | weather | Weather | location | Zurich
2026-07-31 12:42:32 UTC | bo01_04_CH_ZUESTA | bo01 | 04_CH | ZUESTA | weather | Weather | name | Weather
2026-07-31 12:42:32 UTC | bo01_04_CH_ZUESTA | bo01 | 04_CH | ZUESTA | component | ElectricityMeter | building_name | BUI1
2026-07-31 12:42:32 UTC | bo01_04_CH_ZUESTA | bo01 | 04_CH | ZUESTA | component | ElectricityMeter | name | ElectricityMeter
2026-07-31 12:42:32 UTC | bo01_04_CH_ZUESTA | bo01 | 04_CH | ZUESTA | building | Building | building_name | 1961_1970
2026-07-31 12:42:32 UTC | bo01_04_CH_ZUESTA | bo01 | 04_CH | ZUESTA | building | Building | building_code | AT.N.SFH.04.Gen.ReEx.001.002
2026-07-31 12:42:32 UTC | bo01_04_CH_ZUESTA | bo01 | 04_CH | ZUESTA | building | Building | building_heat_capacity_class | heavy
2026-07-31 12:42:32 UTC | bo01_04_CH_ZUESTA | bo01 | 04_CH | ZUESTA | building | Building | absolute_conditioned_floor_area_in_m2 | 190
2026-07-31 12:42:32 UTC | bo01_04_CH_ZUESTA | bo01 | 04_CH | ZUESTA | building | Building | heating_reference_temperature_in_celsius | -8
2026-07-31 12:42:32 UTC | bo01_04_CH_ZUESTA | bo01 | 04_CH | ZUESTA | building | Building | floor_u_value_in_watt_per_m2_per_kelvin | 1
2026-07-31 12:42:32 UTC | bo01_04_CH_ZUESTA | bo01 | 04_CH | ZUESTA | building | Building | floor_area_in_m2 | 99.2
2026-07-31 12:42:32 UTC | bo01_04_CH_ZUESTA | bo01 | 04_CH | ZUESTA | building | Building | facade_u_value_in_watt_per_m2_per_kelvin | 0.7
2026-07-31 12:42:32 UTC | bo01_04_CH_ZUESTA | bo01 | 04_CH | ZUESTA | building | Building | facade_area_in_m2 | 163.4
2026-07-31 12:42:32 UTC | bo01_04_CH_ZUESTA | bo01 | 04_CH | ZUESTA | building | Building | roof_u_value_in_watt_per_m2_per_kelvin | 0.47
2026-07-31 12:42:32 UTC | bo01_04_CH_ZUESTA | bo01 | 04_CH | ZUESTA | building | Building | roof_area_in_m2 | 108.8
2026-07-31 12:42:32 UTC | bo01_04_CH_ZUESTA | bo01 | 04_CH | ZUESTA | building | Building | window_u_value_in_watt_per_m2_per_kelvin | 1.7
2026-07-31 12:42:32 UTC | bo01_04_CH_ZUESTA | bo01 | 04_CH | ZUESTA | building | Building | window_area_in_m2 | 30.4
2026-07-31 12:42:32 UTC | bo01_04_CH_ZUESTA | bo01 | 04_CH | ZUESTA | building | Building | door_u_value_in_watt_per_m2_per_kelvin
2026-07-31 12:42:32 UTC | bo01_04_CH_ZUESTA | bo01 | 04_CH | ZUESTA | building | Building | door_area_in_m2
2026-07-31 12:42:32 UTC | bo01_04_CH_ZUESTA | bo01 | 04_CH | ZUESTA | building | Building | set_heating_temperature_in_celsius | 20.5
2026-07-31 12:42:32 UTC | bo01_04_CH_ZUESTA | bo01 | 04_CH | ZUESTA | building | Building | set_cooling_temperature_in_celsius | 99
2026-07-31 12:42:32 UTC | bo01_04_CH_ZUESTA | bo01 | 04_CH | ZUESTA | building | Building | natural_ventilation_m3_per_h_per_person | 29
2026-07-31 12:42:32 UTC | bo01_04_CH_ZUESTA | bo01 | 04_CH | ZUESTA | building | Building | sia_natural_ventilation_m3_per_h_per_m2 | 0.6
2026-07-31 12:42:32 UTC | bo01_04_CH_ZUESTA | bo01 | 04_CH | ZUESTA | building | Building | swiss_infiltration_rate_per_h | 0.3
2026-07-31 12:42:32 UTC | bo01_04_CH_ZUESTA | bo01 | 04_CH | ZUESTA | building | Building | heating_demand_mode | iso13790
2026-07-31 12:42:32 UTC | bo01_04_CH_ZUESTA | bo01 | 04_CH | ZUESTA | building | Building | operative_heating_proportional_band_in_celsius | 1
2026-07-31 12:42:32 UTC | bo01_04_CH_ZUESTA | bo01 | 04_CH | ZUESTA | building | Building | operative_heating_proportional_gain | 1
2026-07-31 12:42:32 UTC | bo01_04_CH_ZUESTA | bo01 | 04_CH | ZUESTA | building | Building | control_comfort_lower_bound_shift_in_celsius
2026-07-31 12:42:32 UTC | bo01_04_CH_ZUESTA | bo01 | 04_CH | ZUESTA | building | Building | comfort_aware_seasonal_heating_gate | true
2026-07-31 12:42:32 UTC | bo01_04_CH_ZUESTA | bo01 | 04_CH | ZUESTA | component | StrictComfortDemandController | building_name | BUI1
2026-07-31 12:42:32 UTC | bo01_04_CH_ZUESTA | bo01 | 04_CH | ZUESTA | component | StrictComfortDemandController | name | StrictComfortDemandController
2026-07-31 12:42:32 UTC | bo01_04_CH_ZUESTA | bo01 | 04_CH | ZUESTA | component | StrictComfortDemandController | temperature_air_heating_in_celsius | 20.5
2026-07-31 12:42:32 UTC | bo01_04_CH_ZUESTA | bo01 | 04_CH | ZUESTA | component | StrictComfortDemandController | temperature_air_cooling_in_celsius | 24
2026-07-31 12:42:32 UTC | bo01_04_CH_ZUESTA | bo01 | 04_CH | ZUESTA | component | StrictComfortDemandController | offset | 0.5
2026-07-31 12:42:32 UTC | bo01_04_CH_ZUESTA | bo01 | 04_CH | ZUESTA | component | StrictComfortDemandController | mode | 2
2026-07-31 12:42:32 UTC | bo01_04_CH_ZUESTA | bo01 | 04_CH | ZUESTA | component | StrictComfortDemandController | use_adaptive_comfort_band | true
2026-07-31 12:42:32 UTC | bo01_04_CH_ZUESTA | bo01 | 04_CH | ZUESTA | component | StrictComfortDemandController | control_strategy | strict_comfort_band_v1
2026-07-31 12:42:32 UTC | bo01_04_CH_ZUESTA | bo01 | 04_CH | ZUESTA | component | StrictComfortDemandController | comfort_band_inner_offset_in_celsius | 0.5
2026-07-31 12:42:32 UTC | bo01_04_CH_ZUESTA | bo01 | 04_CH | ZUESTA | component | StrictComfortDemandController | comfort_band_inner_offset_lower_in_celsius | 1
2026-07-31 12:42:32 UTC | bo01_04_CH_ZUESTA | bo01 | 04_CH | ZUESTA | component | StrictComfortDemandController | comfort_band_inner_offset_upper_in_celsius | 0.5
2026-07-31 12:42:32 UTC | bo01_04_CH_ZUESTA | bo01 | 04_CH | ZUESTA | component | StrictComfortDemandController | heating_disabled_above_running_mean_outdoor_temperature_in_celsius | 18
2026-07-31 12:42:32 UTC | bo01_04_CH_ZUESTA | bo01 | 04_CH | ZUESTA | component | StrictComfortDemandController | cooling_enabled_above_running_mean_outdoor_temperature_in_celsius | 99
2026-07-31 12:42:32 UTC | bo01_04_CH_ZUESTA | bo01 | 04_CH | ZUESTA | component | ComfortBandHeatingDemand | building_name | BUI1
2026-07-31 12:42:32 UTC | bo01_04_CH_ZUESTA | bo01 | 04_CH | ZUESTA | component | ComfortBandHeatingDemand | name | ComfortBandHeatingDemand
2026-07-31 12:42:32 UTC | bo01_04_CH_ZUESTA | bo01 | 04_CH | ZUESTA | component | ComfortBandHeatingDemand | max_heating_power_in_watt | 10850.1
2026-07-31 12:42:32 UTC | bo01_04_CH_ZUESTA | bo01 | 04_CH | ZUESTA | component | ComfortBandHeatingDemand | proportional_gain_in_watt_per_kelvin | 21700.3
2026-07-31 12:42:32 UTC | bo01_04_CH_ZUESTA | bo01 | 04_CH | ZUESTA | component | StrictComfortSetpointModifier | building_name | BUI1
2026-07-31 12:42:32 UTC | bo01_04_CH_ZUESTA | bo01 | 04_CH | ZUESTA | component | StrictComfortSetpointModifier | name | StrictComfortSetpointModifier
2026-07-31 12:42:32 UTC | bo01_04_CH_ZUESTA | bo01 | 04_CH | ZUESTA | component | StrictComfortSetpointModifier | base_heating_setpoint_in_celsius | 20.5
2026-07-31 12:42:32 UTC | bo01_04_CH_ZUESTA | bo01 | 04_CH | ZUESTA | component | StrictComfortSetpointModifier | recovery_gain | 5
2026-07-31 12:42:32 UTC | bo01_04_CH_ZUESTA | bo01 | 04_CH | ZUESTA | component | StrictComfortSetpointModifier | max_recovery_boost_in_celsius | 5
2026-07-31 12:42:32 UTC | bo01_04_CH_ZUESTA | bo01 | 04_CH | ZUESTA | component | StrictComfortSetpointModifier | clamp_min_modifier_in_celsius
2026-07-31 12:42:32 UTC | bo01_04_CH_ZUESTA | bo01 | 04_CH | ZUESTA | component | StrictComfortSetpointModifier | clamp_max_modifier_in_celsius | 15
2026-07-31 12:42:32 UTC | bo01_04_CH_ZUESTA | bo01 | 04_CH | ZUESTA | component | HeatDistributionController | building_name | BUI1
2026-07-31 12:42:32 UTC | bo01_04_CH_ZUESTA | bo01 | 04_CH | ZUESTA | component | HeatDistributionController | name | HeatDistributionController
2026-07-31 12:42:32 UTC | bo01_04_CH_ZUESTA | bo01 | 04_CH | ZUESTA | component | HeatDistributionController | heating_system | HeatDistributionSystemType.FLOORHEATING
2026-07-31 12:42:32 UTC | bo01_04_CH_ZUESTA | bo01 | 04_CH | ZUESTA | component | HeatDistributionController | set_heating_threshold_outside_temperature_in_celsius | 16
2026-07-31 12:42:32 UTC | bo01_04_CH_ZUESTA | bo01 | 04_CH | ZUESTA | component | HeatDistributionController | heating_reference_temperature_in_celsius | -8
2026-07-31 12:42:32 UTC | bo01_04_CH_ZUESTA | bo01 | 04_CH | ZUESTA | component | HeatDistributionController | set_heating_temperature_for_building_in_celsius | 20.5
2026-07-31 12:42:32 UTC | bo01_04_CH_ZUESTA | bo01 | 04_CH | ZUESTA | component | HeatDistributionController | set_cooling_temperature_for_building_in_celsius | 99
2026-07-31 12:42:32 UTC | bo01_04_CH_ZUESTA | bo01 | 04_CH | ZUESTA | component | HeatDistributionController | heating_load_of_building_in_watt | 10850.1
2026-07-31 12:42:32 UTC | bo01_04_CH_ZUESTA | bo01 | 04_CH | ZUESTA | heat_distribution | HeatDistributionSystem | absolute_conditioned_floor_area_in_m2 | 19
2026-07-31 12:42:32 UTC | bo01_04_CH_ZUESTA | bo01 | 04_CH | ZUESTA | thermal_storage | SimpleHotWaterStorage | volume_heating_water_storage_in_liter | 542.5
2026-07-31 12:42:32 UTC | bo01_04_CH_ZUESTA | bo01 | 04_CH | ZUESTA | component | BufferRemainingCapacity60C | building_name | BUI1
2026-07-31 12:42:32 UTC | bo01_04_CH_ZUESTA | bo01 | 04_CH | ZUESTA | component | BufferRemainingCapacity60C | name | BufferRemainingCapacity60C
2026-07-31 12:42:32 UTC | bo01_04_CH_ZUESTA | bo01 | 04_CH | ZUESTA | component | BufferRemainingCapacity60C | volume_heating_water_storage_in_liter | 542.5
2026-07-31 12:42:32 UTC | bo01_04_CH_ZUESTA | bo01 | 04_CH | ZUESTA | component | BufferRemainingCapacity60C | max_temperature_in_celsius | 6
2026-07-31 12:42:32 UTC | bo01_04_CH_ZUESTA | bo01 | 04_CH | ZUESTA | component | BufferRemainingCapacity60C | water_density_kg_per_liter | 0.992
2026-07-31 12:42:32 UTC | bo01_04_CH_ZUESTA | bo01 | 04_CH | ZUESTA | component | BufferRemainingCapacity60C | water_specific_heat_capacity_j_per_kg_per_k | 4180
2026-07-31 12:42:32 UTC | bo01_04_CH_ZUESTA | bo01 | 04_CH | ZUESTA | component | OilBoilerController | building_name | BUI1
2026-07-31 12:42:32 UTC | bo01_04_CH_ZUESTA | bo01 | 04_CH | ZUESTA | component | OilBoilerController | name | OilBoilerController
2026-07-31 12:42:32 UTC | bo01_04_CH_ZUESTA | bo01 | 04_CH | ZUESTA | component | OilBoilerController | is_modulating | true
2026-07-31 12:42:32 UTC | bo01_04_CH_ZUESTA | bo01 | 04_CH | ZUESTA | component | OilBoilerController | set_heating_threshold_outside_temperature_in_celsius | 16
2026-07-31 12:42:32 UTC | bo01_04_CH_ZUESTA | bo01 | 04_CH | ZUESTA | component | OilBoilerController | minimal_thermal_power_in_watt | 0
2026-07-31 12:42:32 UTC | bo01_04_CH_ZUESTA | bo01 | 04_CH | ZUESTA | component | OilBoilerController | maximal_thermal_power_in_watt | 7330
2026-07-31 12:42:32 UTC | bo01_04_CH_ZUESTA | bo01 | 04_CH | ZUESTA | component | OilBoilerController | set_temperature_difference_for_full_power | 5
2026-07-31 12:42:32 UTC | bo01_04_CH_ZUESTA | bo01 | 04_CH | ZUESTA | component | OilBoilerController | minimum_runtime_in_seconds | 1800
2026-07-31 12:42:32 UTC | bo01_04_CH_ZUESTA | bo01 | 04_CH | ZUESTA | component | OilBoilerController | minimum_resting_time_in_seconds | 1800
2026-07-31 12:42:32 UTC | bo01_04_CH_ZUESTA | bo01 | 04_CH | ZUESTA | component | OilBoilerController | with_domestic_hot_water_preparation | true
2026-07-31 12:42:32 UTC | bo01_04_CH_ZUESTA | bo01 | 04_CH | ZUESTA | component | OilBoilerController | secondary_mode | false
2026-07-31 12:42:32 UTC | bo01_04_CH_ZUESTA | bo01 | 04_CH | ZUESTA | component | OilBoilerController | hysteresis_water_temperature_offset | 10
2026-07-31 12:42:32 UTC | bo01_04_CH_ZUESTA | bo01 | 04_CH | ZUESTA | component | OilBoilerController | seasonal_modulation_minimum_enabled | false
2026-07-31 12:42:32 UTC | bo01_04_CH_ZUESTA | bo01 | 04_CH | ZUESTA | component | OilBoilerController | winter_modulation_minimum_thermal_power_in_watt
2026-07-31 12:42:32 UTC | bo01_04_CH_ZUESTA | bo01 | 04_CH | ZUESTA | component | OilBoilerController | summer_modulation_minimum_thermal_power_in_watt
2026-07-31 12:42:32 UTC | bo01_04_CH_ZUESTA | bo01 | 04_CH | ZUESTA | component | OilBoilerController | summer_modulation_daily_avg_outdoor_temperature_threshold_celsius | 16
2026-07-31 12:42:32 UTC | bo01_04_CH_ZUESTA | bo01 | 04_CH | ZUESTA | heat_generator | OilBoiler | minimal_thermal_power_in_watt | 0
2026-07-31 12:42:32 UTC | bo01_04_CH_ZUESTA | bo01 | 04_CH | ZUESTA | heat_generator | OilBoiler | maximal_thermal_power_in_watt | 7330
2026-07-31 12:42:32 UTC | bo01_04_CH_ZUESTA | bo01 | 04_CH | ZUESTA | heat_generator | OilBoiler | eff_th_min | 0.6
2026-07-31 12:42:32 UTC | bo01_04_CH_ZUESTA | bo01 | 04_CH | ZUESTA | heat_generator | OilBoiler | eff_th_max | 0.9
2026-07-31 12:42:32 UTC | bo01_04_CH_ZUESTA | bo01 | 04_CH | ZUESTA | heat_generator | OilBoiler | boiler_type | BoilerType.CONVENTIONAL
2026-07-31 12:42:32 UTC | bo01_04_CH_ZUESTA | bo01 | 04_CH | ZUESTA | heat_generator | OilBoiler | energy_carrier | LoadTypes.OIL
2026-07-31 12:42:32 UTC | bo01_04_CH_ZUESTA | bo01 | 04_CH | ZUESTA | component | FuelMeter | building_name | BUI1
2026-07-31 12:42:32 UTC | bo01_04_CH_ZUESTA | bo01 | 04_CH | ZUESTA | component | FuelMeter | name | FuelMeter
2026-07-31 12:42:32 UTC | bo01_04_CH_ZUESTA | bo01 | 04_CH | ZUESTA | component | FuelMeter | fuel_loadtype | LoadTypes.OIL
2026-07-31 12:42:32 UTC | bo01_04_CH_ZUESTA | bo01 | 04_CH | ZUESTA | component | FuelMeter | heating_value_of_fuel_in_kwh_per_liter | 9.822
2026-07-31 12:42:32 UTC | bo01_04_CH_ZUESTA | bo01 | 04_CH | ZUESTA | component | FuelMeter | fuel_density_in_kg_per_m3 | 83
2026-07-31 12:42:32 UTC | bo01_04_CH_ZUESTA | bo01 | 04_CH | ZUESTA | component | HeatGeneratorTotalThermalPower | building_name | BUI1
2026-07-31 12:42:32 UTC | bo01_04_CH_ZUESTA | bo01 | 04_CH | ZUESTA | component | HeatGeneratorTotalThermalPower | name | HeatGeneratorTotalThermalPower
2026-07-31 12:42:32 UTC | bo01_04_CH_ZUESTA | bo01 | 04_CH | ZUESTA | component | HeatGeneratorTotalThermalPower | loadtype | LoadTypes.ANY
2026-07-31 12:42:32 UTC | bo01_04_CH_ZUESTA | bo01 | 04_CH | ZUESTA | component | HeatGeneratorTotalThermalPower | unit | Units.WATT
2026-07-31 12:42:32 UTC | bo01_04_CH_ZUESTA | bo01 | 04_CH | ZUESTA | component | HeatGeneratorPlantDhwThermalPower | building_name | BUI1
2026-07-31 12:42:32 UTC | bo01_04_CH_ZUESTA | bo01 | 04_CH | ZUESTA | component | HeatGeneratorPlantDhwThermalPower | name | HeatGeneratorPlantDhwThermalPower
2026-07-31 12:42:32 UTC | bo01_04_CH_ZUESTA | bo01 | 04_CH | ZUESTA | component | HeatGeneratorPlantDhwThermalPower | loadtype | LoadTypes.ANY
2026-07-31 12:42:32 UTC | bo01_04_CH_ZUESTA | bo01 | 04_CH | ZUESTA | component | HeatGeneratorPlantDhwThermalPower | unit | Units.WATT
2026-07-31 12:42:32 UTC | bo01_04_CH_ZUESTA | bo01 | 04_CH | ZUESTA | component | SolarDhwThermalPower | building_name | BUI1
2026-07-31 12:42:32 UTC | bo01_04_CH_ZUESTA | bo01 | 04_CH | ZUESTA | component | SolarDhwThermalPower | name | SolarDhwThermalPower
2026-07-31 12:42:32 UTC | bo01_04_CH_ZUESTA | bo01 | 04_CH | ZUESTA | component | SolarDhwThermalPower | value_watt
2026-07-31 12:42:32 UTC | bo01_04_CH_ZUESTA | bo01 | 04_CH | ZUESTA | component | SolarDhwThermalPower | loadtype | LoadTypes.ANY
2026-07-31 12:42:32 UTC | bo01_04_CH_ZUESTA | bo01 | 04_CH | ZUESTA | component | SolarDhwThermalPower | unit | Units.WATT
2026-07-31 12:42:32 UTC | bo01_04_CH_ZUESTA | bo01 | 04_CH | ZUESTA | component | FlexibilityPotential | building_name | BUI1
2026-07-31 12:42:32 UTC | bo01_04_CH_ZUESTA | bo01 | 04_CH | ZUESTA | component | FlexibilityPotential | name | FlexibilityPotential
2026-07-31 12:42:32 UTC | bo01_04_CH_ZUESTA | bo01 | 04_CH | ZUESTA | component | FlexibilityPotential | fallback_heating_cop | 1
2026-07-31 12:42:32 UTC | bo01_04_CH_ZUESTA | bo01 | 04_CH | ZUESTA | component | FlexibilityPotential | fallback_cooling_eer
2026-07-31 12:42:32 UTC | bo01_05_CH_ZUESTA | bo01 | 05_CH | ZUESTA | simulation | SimulationParameters | year | 2050
2026-07-31 12:42:32 UTC | bo01_05_CH_ZUESTA | bo01 | 05_CH | ZUESTA | simulation | SimulationParameters | seconds_per_timestep | 9 | s
2026-07-31 12:42:32 UTC | bo01_05_CH_ZUESTA | bo01 | 05_CH | ZUESTA | simulation | SimulationParameters | country | CH
2026-07-31 12:42:32 UTC | bo01_05_CH_ZUESTA | bo01 | 05_CH | ZUESTA | cli | cli_overrides | ARCH | 05_CH
2026-07-31 12:42:32 UTC | bo01_05_CH_ZUESTA | bo01 | 05_CH | ZUESTA | cli | cli_overrides | WEATHER | ZUESTA
2026-07-31 12:42:32 UTC | bo01_05_CH_ZUESTA | bo01 | 05_CH | ZUESTA | cli | cli_overrides | TIME_HORIZON | future
2026-07-31 12:42:32 UTC | bo01_05_CH_ZUESTA | bo01 | 05_CH | ZUESTA | cli | cli_overrides | SCENARIO | none
2026-07-31 12:42:32 UTC | bo01_05_CH_ZUESTA | bo01 | 05_CH | ZUESTA | cli | cli_overrides | OCC | SIA2024
2026-07-31 12:42:32 UTC | bo01_05_CH_ZUESTA | bo01 | 05_CH | ZUESTA | cli | cli_overrides | HEATGEN_SIZING | IDEAL_LOOKUP
2026-07-31 12:42:32 UTC | bo01_05_CH_ZUESTA | bo01 | 05_CH | ZUESTA | cli | cli_overrides | HP_SHARE_OF_IDEAL | 0.8
2026-07-31 12:42:32 UTC | bo01_05_CH_ZUESTA | bo01 | 05_CH | ZUESTA | internal_loads | SIA2024Occupancy | conditioned_floor_area_in_m2 | 2
2026-07-31 12:42:32 UTC | bo01_05_CH_ZUESTA | bo01 | 05_CH | ZUESTA | internal_loads | SIA2024Occupancy | appliances_load_w_per_m2 | 1
2026-07-31 12:42:32 UTC | bo01_05_CH_ZUESTA | bo01 | 05_CH | ZUESTA | internal_loads | SIA2024Occupancy | lighting_load_w_per_m2 | 3
2026-07-31 12:42:32 UTC | bo01_05_CH_ZUESTA | bo01 | 05_CH | ZUESTA | internal_loads | SIA2024Occupancy | lighting_annual_full_load_hours | 846
2026-07-31 12:42:32 UTC | bo01_05_CH_ZUESTA | bo01 | 05_CH | ZUESTA | internal_loads | SIA2024Occupancy | appliances_yearly_utilization_per_month | 0.7995
2026-07-31 12:42:32 UTC | bo01_05_CH_ZUESTA | bo01 | 05_CH | ZUESTA | weather | Weather | source_path | C:\Users\het\HiSim\hisim\inputs\weather\custom_csv\Zurich\NABZUE_2060_RCP85_DRY.csv
2026-07-31 12:42:32 UTC | bo01_05_CH_ZUESTA | bo01 | 05_CH | ZUESTA | weather | Weather | location | Zurich
2026-07-31 12:42:32 UTC | bo01_05_CH_ZUESTA | bo01 | 05_CH | ZUESTA | weather | Weather | name | Weather
2026-07-31 12:42:32 UTC | bo01_05_CH_ZUESTA | bo01 | 05_CH | ZUESTA | component | ElectricityMeter | building_name | BUI1
2026-07-31 12:42:32 UTC | bo01_05_CH_ZUESTA | bo01 | 05_CH | ZUESTA | component | ElectricityMeter | name | ElectricityMeter
2026-07-31 12:42:32 UTC | bo01_05_CH_ZUESTA | bo01 | 05_CH | ZUESTA | building | Building | building_name | 1971_1980
2026-07-31 12:42:32 UTC | bo01_05_CH_ZUESTA | bo01 | 05_CH | ZUESTA | building | Building | building_code | AT.N.SFH.04.Gen.ReEx.001.002
2026-07-31 12:42:32 UTC | bo01_05_CH_ZUESTA | bo01 | 05_CH | ZUESTA | building | Building | building_heat_capacity_class | medium
2026-07-31 12:42:32 UTC | bo01_05_CH_ZUESTA | bo01 | 05_CH | ZUESTA | building | Building | absolute_conditioned_floor_area_in_m2 | 200
2026-07-31 12:42:32 UTC | bo01_05_CH_ZUESTA | bo01 | 05_CH | ZUESTA | building | Building | heating_reference_temperature_in_celsius | -8
2026-07-31 12:42:32 UTC | bo01_05_CH_ZUESTA | bo01 | 05_CH | ZUESTA | building | Building | floor_u_value_in_watt_per_m2_per_kelvin | 0.88
2026-07-31 12:42:32 UTC | bo01_05_CH_ZUESTA | bo01 | 05_CH | ZUESTA | building | Building | floor_area_in_m2 | 102.9
2026-07-31 12:42:32 UTC | bo01_05_CH_ZUESTA | bo01 | 05_CH | ZUESTA | building | Building | facade_u_value_in_watt_per_m2_per_kelvin | 0.56
2026-07-31 12:42:32 UTC | bo01_05_CH_ZUESTA | bo01 | 05_CH | ZUESTA | building | Building | facade_area_in_m2 | 162.6
2026-07-31 12:42:32 UTC | bo01_05_CH_ZUESTA | bo01 | 05_CH | ZUESTA | building | Building | roof_u_value_in_watt_per_m2_per_kelvin | 0.41
2026-07-31 12:42:32 UTC | bo01_05_CH_ZUESTA | bo01 | 05_CH | ZUESTA | building | Building | roof_area_in_m2 | 114.7
2026-07-31 12:42:32 UTC | bo01_05_CH_ZUESTA | bo01 | 05_CH | ZUESTA | building | Building | window_u_value_in_watt_per_m2_per_kelvin | 1.7
2026-07-31 12:42:32 UTC | bo01_05_CH_ZUESTA | bo01 | 05_CH | ZUESTA | building | Building | window_area_in_m2 | 32
2026-07-31 12:42:32 UTC | bo01_05_CH_ZUESTA | bo01 | 05_CH | ZUESTA | building | Building | door_u_value_in_watt_per_m2_per_kelvin
2026-07-31 12:42:32 UTC | bo01_05_CH_ZUESTA | bo01 | 05_CH | ZUESTA | building | Building | door_area_in_m2
2026-07-31 12:42:32 UTC | bo01_05_CH_ZUESTA | bo01 | 05_CH | ZUESTA | building | Building | set_heating_temperature_in_celsius | 20.5
2026-07-31 12:42:32 UTC | bo01_05_CH_ZUESTA | bo01 | 05_CH | ZUESTA | building | Building | set_cooling_temperature_in_celsius | 99
2026-07-31 12:42:32 UTC | bo01_05_CH_ZUESTA | bo01 | 05_CH | ZUESTA | building | Building | natural_ventilation_m3_per_h_per_person | 29
2026-07-31 12:42:32 UTC | bo01_05_CH_ZUESTA | bo01 | 05_CH | ZUESTA | building | Building | sia_natural_ventilation_m3_per_h_per_m2 | 0.6
2026-07-31 12:42:32 UTC | bo01_05_CH_ZUESTA | bo01 | 05_CH | ZUESTA | building | Building | swiss_infiltration_rate_per_h | 0.3
2026-07-31 12:42:32 UTC | bo01_05_CH_ZUESTA | bo01 | 05_CH | ZUESTA | building | Building | heating_demand_mode | iso13790
2026-07-31 12:42:32 UTC | bo01_05_CH_ZUESTA | bo01 | 05_CH | ZUESTA | building | Building | operative_heating_proportional_band_in_celsius | 1
2026-07-31 12:42:32 UTC | bo01_05_CH_ZUESTA | bo01 | 05_CH | ZUESTA | building | Building | operative_heating_proportional_gain | 1
2026-07-31 12:42:32 UTC | bo01_05_CH_ZUESTA | bo01 | 05_CH | ZUESTA | building | Building | control_comfort_lower_bound_shift_in_celsius
2026-07-31 12:42:32 UTC | bo01_05_CH_ZUESTA | bo01 | 05_CH | ZUESTA | building | Building | comfort_aware_seasonal_heating_gate | true
2026-07-31 12:42:32 UTC | bo01_05_CH_ZUESTA | bo01 | 05_CH | ZUESTA | component | StrictComfortDemandController | building_name | BUI1
2026-07-31 12:42:32 UTC | bo01_05_CH_ZUESTA | bo01 | 05_CH | ZUESTA | component | StrictComfortDemandController | name | StrictComfortDemandController
2026-07-31 12:42:32 UTC | bo01_05_CH_ZUESTA | bo01 | 05_CH | ZUESTA | component | StrictComfortDemandController | temperature_air_heating_in_celsius | 20.5
2026-07-31 12:42:32 UTC | bo01_05_CH_ZUESTA | bo01 | 05_CH | ZUESTA | component | StrictComfortDemandController | temperature_air_cooling_in_celsius | 24
2026-07-31 12:42:32 UTC | bo01_05_CH_ZUESTA | bo01 | 05_CH | ZUESTA | component | StrictComfortDemandController | offset | 0.5
2026-07-31 12:42:32 UTC | bo01_05_CH_ZUESTA | bo01 | 05_CH | ZUESTA | component | StrictComfortDemandController | mode | 2
2026-07-31 12:42:32 UTC | bo01_05_CH_ZUESTA | bo01 | 05_CH | ZUESTA | component | StrictComfortDemandController | use_adaptive_comfort_band | true
2026-07-31 12:42:32 UTC | bo01_05_CH_ZUESTA | bo01 | 05_CH | ZUESTA | component | StrictComfortDemandController | control_strategy | strict_comfort_band_v1
2026-07-31 12:42:32 UTC | bo01_05_CH_ZUESTA | bo01 | 05_CH | ZUESTA | component | StrictComfortDemandController | comfort_band_inner_offset_in_celsius | 0.5
2026-07-31 12:42:32 UTC | bo01_05_CH_ZUESTA | bo01 | 05_CH | ZUESTA | component | StrictComfortDemandController | comfort_band_inner_offset_lower_in_celsius | 1
2026-07-31 12:42:32 UTC | bo01_05_CH_ZUESTA | bo01 | 05_CH | ZUESTA | component | StrictComfortDemandController | comfort_band_inner_offset_upper_in_celsius | 0.5
2026-07-31 12:42:32 UTC | bo01_05_CH_ZUESTA | bo01 | 05_CH | ZUESTA | component | StrictComfortDemandController | heating_disabled_above_running_mean_outdoor_temperature_in_celsius | 18
2026-07-31 12:42:32 UTC | bo01_05_CH_ZUESTA | bo01 | 05_CH | ZUESTA | component | StrictComfortDemandController | cooling_enabled_above_running_mean_outdoor_temperature_in_celsius | 99
2026-07-31 12:42:32 UTC | bo01_05_CH_ZUESTA | bo01 | 05_CH | ZUESTA | component | ComfortBandHeatingDemand | building_name | BUI1
2026-07-31 12:42:32 UTC | bo01_05_CH_ZUESTA | bo01 | 05_CH | ZUESTA | component | ComfortBandHeatingDemand | name | ComfortBandHeatingDemand
2026-07-31 12:42:32 UTC | bo01_05_CH_ZUESTA | bo01 | 05_CH | ZUESTA | component | ComfortBandHeatingDemand | max_heating_power_in_watt | 10096.4
2026-07-31 12:42:32 UTC | bo01_05_CH_ZUESTA | bo01 | 05_CH | ZUESTA | component | ComfortBandHeatingDemand | proportional_gain_in_watt_per_kelvin | 20192.9
2026-07-31 12:42:32 UTC | bo01_05_CH_ZUESTA | bo01 | 05_CH | ZUESTA | component | StrictComfortSetpointModifier | building_name | BUI1
2026-07-31 12:42:32 UTC | bo01_05_CH_ZUESTA | bo01 | 05_CH | ZUESTA | component | StrictComfortSetpointModifier | name | StrictComfortSetpointModifier
2026-07-31 12:42:32 UTC | bo01_05_CH_ZUESTA | bo01 | 05_CH | ZUESTA | component | StrictComfortSetpointModifier | base_heating_setpoint_in_celsius | 20.5
2026-07-31 12:42:32 UTC | bo01_05_CH_ZUESTA | bo01 | 05_CH | ZUESTA | component | StrictComfortSetpointModifier | recovery_gain | 5
2026-07-31 12:42:32 UTC | bo01_05_CH_ZUESTA | bo01 | 05_CH | ZUESTA | component | StrictComfortSetpointModifier | max_recovery_boost_in_celsius | 5
2026-07-31 12:42:32 UTC | bo01_05_CH_ZUESTA | bo01 | 05_CH | ZUESTA | component | StrictComfortSetpointModifier | clamp_min_modifier_in_celsius
2026-07-31 12:42:32 UTC | bo01_05_CH_ZUESTA | bo01 | 05_CH | ZUESTA | component | StrictComfortSetpointModifier | clamp_max_modifier_in_celsius | 15
2026-07-31 12:42:32 UTC | bo01_05_CH_ZUESTA | bo01 | 05_CH | ZUESTA | component | HeatDistributionController | building_name | BUI1
2026-07-31 12:42:32 UTC | bo01_05_CH_ZUESTA | bo01 | 05_CH | ZUESTA | component | HeatDistributionController | name | HeatDistributionController
2026-07-31 12:42:32 UTC | bo01_05_CH_ZUESTA | bo01 | 05_CH | ZUESTA | component | HeatDistributionController | heating_system | HeatDistributionSystemType.FLOORHEATING
2026-07-31 12:42:32 UTC | bo01_05_CH_ZUESTA | bo01 | 05_CH | ZUESTA | component | HeatDistributionController | set_heating_threshold_outside_temperature_in_celsius | 16
2026-07-31 12:42:32 UTC | bo01_05_CH_ZUESTA | bo01 | 05_CH | ZUESTA | component | HeatDistributionController | heating_reference_temperature_in_celsius | -8
2026-07-31 12:42:32 UTC | bo01_05_CH_ZUESTA | bo01 | 05_CH | ZUESTA | component | HeatDistributionController | set_heating_temperature_for_building_in_celsius | 20.5
2026-07-31 12:42:32 UTC | bo01_05_CH_ZUESTA | bo01 | 05_CH | ZUESTA | component | HeatDistributionController | set_cooling_temperature_for_building_in_celsius | 99
2026-07-31 12:42:32 UTC | bo01_05_CH_ZUESTA | bo01 | 05_CH | ZUESTA | component | HeatDistributionController | heating_load_of_building_in_watt | 10096.4
2026-07-31 12:42:32 UTC | bo01_05_CH_ZUESTA | bo01 | 05_CH | ZUESTA | heat_distribution | HeatDistributionSystem | absolute_conditioned_floor_area_in_m2 | 2
2026-07-31 12:42:32 UTC | bo01_05_CH_ZUESTA | bo01 | 05_CH | ZUESTA | thermal_storage | SimpleHotWaterStorage | volume_heating_water_storage_in_liter | 504.8
2026-07-31 12:42:32 UTC | bo01_05_CH_ZUESTA | bo01 | 05_CH | ZUESTA | component | BufferRemainingCapacity60C | building_name | BUI1
2026-07-31 12:42:32 UTC | bo01_05_CH_ZUESTA | bo01 | 05_CH | ZUESTA | component | BufferRemainingCapacity60C | name | BufferRemainingCapacity60C
2026-07-31 12:42:32 UTC | bo01_05_CH_ZUESTA | bo01 | 05_CH | ZUESTA | component | BufferRemainingCapacity60C | volume_heating_water_storage_in_liter | 504.8
2026-07-31 12:42:32 UTC | bo01_05_CH_ZUESTA | bo01 | 05_CH | ZUESTA | component | BufferRemainingCapacity60C | max_temperature_in_celsius | 6
2026-07-31 12:42:32 UTC | bo01_05_CH_ZUESTA | bo01 | 05_CH | ZUESTA | component | BufferRemainingCapacity60C | water_density_kg_per_liter | 0.992
2026-07-31 12:42:32 UTC | bo01_05_CH_ZUESTA | bo01 | 05_CH | ZUESTA | component | BufferRemainingCapacity60C | water_specific_heat_capacity_j_per_kg_per_k | 4180
2026-07-31 12:42:32 UTC | bo01_05_CH_ZUESTA | bo01 | 05_CH | ZUESTA | component | OilBoilerController | building_name | BUI1
2026-07-31 12:42:32 UTC | bo01_05_CH_ZUESTA | bo01 | 05_CH | ZUESTA | component | OilBoilerController | name | OilBoilerController
2026-07-31 12:42:32 UTC | bo01_05_CH_ZUESTA | bo01 | 05_CH | ZUESTA | component | OilBoilerController | is_modulating | true
2026-07-31 12:42:32 UTC | bo01_05_CH_ZUESTA | bo01 | 05_CH | ZUESTA | component | OilBoilerController | set_heating_threshold_outside_temperature_in_celsius | 16
2026-07-31 12:42:32 UTC | bo01_05_CH_ZUESTA | bo01 | 05_CH | ZUESTA | component | OilBoilerController | minimal_thermal_power_in_watt | 0
2026-07-31 12:42:32 UTC | bo01_05_CH_ZUESTA | bo01 | 05_CH | ZUESTA | component | OilBoilerController | maximal_thermal_power_in_watt | 6750
2026-07-31 12:42:32 UTC | bo01_05_CH_ZUESTA | bo01 | 05_CH | ZUESTA | component | OilBoilerController | set_temperature_difference_for_full_power | 5
2026-07-31 12:42:32 UTC | bo01_05_CH_ZUESTA | bo01 | 05_CH | ZUESTA | component | OilBoilerController | minimum_runtime_in_seconds | 1800
2026-07-31 12:42:32 UTC | bo01_05_CH_ZUESTA | bo01 | 05_CH | ZUESTA | component | OilBoilerController | minimum_resting_time_in_seconds | 1800
2026-07-31 12:42:32 UTC | bo01_05_CH_ZUESTA | bo01 | 05_CH | ZUESTA | component | OilBoilerController | with_domestic_hot_water_preparation | true
2026-07-31 12:42:32 UTC | bo01_05_CH_ZUESTA | bo01 | 05_CH | ZUESTA | component | OilBoilerController | secondary_mode | false
2026-07-31 12:42:32 UTC | bo01_05_CH_ZUESTA | bo01 | 05_CH | ZUESTA | component | OilBoilerController | hysteresis_water_temperature_offset | 10
2026-07-31 12:42:32 UTC | bo01_05_CH_ZUESTA | bo01 | 05_CH | ZUESTA | component | OilBoilerController | seasonal_modulation_minimum_enabled | false
2026-07-31 12:42:32 UTC | bo01_05_CH_ZUESTA | bo01 | 05_CH | ZUESTA | component | OilBoilerController | winter_modulation_minimum_thermal_power_in_watt
2026-07-31 12:42:32 UTC | bo01_05_CH_ZUESTA | bo01 | 05_CH | ZUESTA | component | OilBoilerController | summer_modulation_minimum_thermal_power_in_watt
2026-07-31 12:42:32 UTC | bo01_05_CH_ZUESTA | bo01 | 05_CH | ZUESTA | component | OilBoilerController | summer_modulation_daily_avg_outdoor_temperature_threshold_celsius | 16
2026-07-31 12:42:32 UTC | bo01_05_CH_ZUESTA | bo01 | 05_CH | ZUESTA | heat_generator | OilBoiler | minimal_thermal_power_in_watt | 0
2026-07-31 12:42:32 UTC | bo01_05_CH_ZUESTA | bo01 | 05_CH | ZUESTA | heat_generator | OilBoiler | maximal_thermal_power_in_watt | 6750
2026-07-31 12:42:32 UTC | bo01_05_CH_ZUESTA | bo01 | 05_CH | ZUESTA | heat_generator | OilBoiler | eff_th_min | 0.6
2026-07-31 12:42:32 UTC | bo01_05_CH_ZUESTA | bo01 | 05_CH | ZUESTA | heat_generator | OilBoiler | eff_th_max | 0.9
2026-07-31 12:42:32 UTC | bo01_05_CH_ZUESTA | bo01 | 05_CH | ZUESTA | heat_generator | OilBoiler | boiler_type | BoilerType.CONVENTIONAL
2026-07-31 12:42:32 UTC | bo01_05_CH_ZUESTA | bo01 | 05_CH | ZUESTA | heat_generator | OilBoiler | energy_carrier | LoadTypes.OIL
2026-07-31 12:42:32 UTC | bo01_05_CH_ZUESTA | bo01 | 05_CH | ZUESTA | component | FuelMeter | building_name | BUI1
2026-07-31 12:42:32 UTC | bo01_05_CH_ZUESTA | bo01 | 05_CH | ZUESTA | component | FuelMeter | name | FuelMeter
2026-07-31 12:42:32 UTC | bo01_05_CH_ZUESTA | bo01 | 05_CH | ZUESTA | component | FuelMeter | fuel_loadtype | LoadTypes.OIL
2026-07-31 12:42:32 UTC | bo01_05_CH_ZUESTA | bo01 | 05_CH | ZUESTA | component | FuelMeter | heating_value_of_fuel_in_kwh_per_liter | 9.822
2026-07-31 12:42:32 UTC | bo01_05_CH_ZUESTA | bo01 | 05_CH | ZUESTA | component | FuelMeter | fuel_density_in_kg_per_m3 | 83
2026-07-31 12:42:32 UTC | bo01_05_CH_ZUESTA | bo01 | 05_CH | ZUESTA | component | HeatGeneratorTotalThermalPower | building_name | BUI1
2026-07-31 12:42:32 UTC | bo01_05_CH_ZUESTA | bo01 | 05_CH | ZUESTA | component | HeatGeneratorTotalThermalPower | name | HeatGeneratorTotalThermalPower
2026-07-31 12:42:32 UTC | bo01_05_CH_ZUESTA | bo01 | 05_CH | ZUESTA | component | HeatGeneratorTotalThermalPower | loadtype | LoadTypes.ANY
2026-07-31 12:42:32 UTC | bo01_05_CH_ZUESTA | bo01 | 05_CH | ZUESTA | component | HeatGeneratorTotalThermalPower | unit | Units.WATT
2026-07-31 12:42:32 UTC | bo01_05_CH_ZUESTA | bo01 | 05_CH | ZUESTA | component | HeatGeneratorPlantDhwThermalPower | building_name | BUI1
2026-07-31 12:42:32 UTC | bo01_05_CH_ZUESTA | bo01 | 05_CH | ZUESTA | component | HeatGeneratorPlantDhwThermalPower | name | HeatGeneratorPlantDhwThermalPower
2026-07-31 12:42:32 UTC | bo01_05_CH_ZUESTA | bo01 | 05_CH | ZUESTA | component | HeatGeneratorPlantDhwThermalPower | loadtype | LoadTypes.ANY
2026-07-31 12:42:32 UTC | bo01_05_CH_ZUESTA | bo01 | 05_CH | ZUESTA | component | HeatGeneratorPlantDhwThermalPower | unit | Units.WATT
2026-07-31 12:42:32 UTC | bo01_05_CH_ZUESTA | bo01 | 05_CH | ZUESTA | component | SolarDhwThermalPower | building_name | BUI1
2026-07-31 12:42:32 UTC | bo01_05_CH_ZUESTA | bo01 | 05_CH | ZUESTA | component | SolarDhwThermalPower | name | SolarDhwThermalPower
2026-07-31 12:42:32 UTC | bo01_05_CH_ZUESTA | bo01 | 05_CH | ZUESTA | component | SolarDhwThermalPower | value_watt
2026-07-31 12:42:32 UTC | bo01_05_CH_ZUESTA | bo01 | 05_CH | ZUESTA | component | SolarDhwThermalPower | loadtype | LoadTypes.ANY
2026-07-31 12:42:32 UTC | bo01_05_CH_ZUESTA | bo01 | 05_CH | ZUESTA | component | SolarDhwThermalPower | unit | Units.WATT
2026-07-31 12:42:32 UTC | bo01_05_CH_ZUESTA | bo01 | 05_CH | ZUESTA | component | FlexibilityPotential | building_name | BUI1
2026-07-31 12:42:32 UTC | bo01_05_CH_ZUESTA | bo01 | 05_CH | ZUESTA | component | FlexibilityPotential | name | FlexibilityPotential
2026-07-31 12:42:32 UTC | bo01_05_CH_ZUESTA | bo01 | 05_CH | ZUESTA | component | FlexibilityPotential | fallback_heating_cop | 1
2026-07-31 12:42:32 UTC | bo01_05_CH_ZUESTA | bo01 | 05_CH | ZUESTA | component | FlexibilityPotential | fallback_cooling_eer
2026-07-31 12:42:32 UTC | bo01_06_CH_ZUESTA | bo01 | 06_CH | ZUESTA | simulation | SimulationParameters | year | 2050
2026-07-31 12:42:32 UTC | bo01_06_CH_ZUESTA | bo01 | 06_CH | ZUESTA | simulation | SimulationParameters | seconds_per_timestep | 9 | s
2026-07-31 12:42:32 UTC | bo01_06_CH_ZUESTA | bo01 | 06_CH | ZUESTA | simulation | SimulationParameters | country | CH
2026-07-31 12:42:32 UTC | bo01_06_CH_ZUESTA | bo01 | 06_CH | ZUESTA | cli | cli_overrides | ARCH | 06_CH
2026-07-31 12:42:32 UTC | bo01_06_CH_ZUESTA | bo01 | 06_CH | ZUESTA | cli | cli_overrides | WEATHER | ZUESTA
2026-07-31 12:42:32 UTC | bo01_06_CH_ZUESTA | bo01 | 06_CH | ZUESTA | cli | cli_overrides | TIME_HORIZON | future
2026-07-31 12:42:32 UTC | bo01_06_CH_ZUESTA | bo01 | 06_CH | ZUESTA | cli | cli_overrides | SCENARIO | none
2026-07-31 12:42:32 UTC | bo01_06_CH_ZUESTA | bo01 | 06_CH | ZUESTA | cli | cli_overrides | OCC | SIA2024
2026-07-31 12:42:32 UTC | bo01_06_CH_ZUESTA | bo01 | 06_CH | ZUESTA | cli | cli_overrides | HEATGEN_SIZING | IDEAL_LOOKUP
2026-07-31 12:42:32 UTC | bo01_06_CH_ZUESTA | bo01 | 06_CH | ZUESTA | cli | cli_overrides | HP_SHARE_OF_IDEAL | 0.8
2026-07-31 12:42:32 UTC | bo01_06_CH_ZUESTA | bo01 | 06_CH | ZUESTA | internal_loads | SIA2024Occupancy | conditioned_floor_area_in_m2 | 198
2026-07-31 12:42:32 UTC | bo01_06_CH_ZUESTA | bo01 | 06_CH | ZUESTA | internal_loads | SIA2024Occupancy | appliances_load_w_per_m2 | 1
2026-07-31 12:42:32 UTC | bo01_06_CH_ZUESTA | bo01 | 06_CH | ZUESTA | internal_loads | SIA2024Occupancy | lighting_load_w_per_m2 | 3
2026-07-31 12:42:32 UTC | bo01_06_CH_ZUESTA | bo01 | 06_CH | ZUESTA | internal_loads | SIA2024Occupancy | lighting_annual_full_load_hours | 846
2026-07-31 12:42:32 UTC | bo01_06_CH_ZUESTA | bo01 | 06_CH | ZUESTA | internal_loads | SIA2024Occupancy | appliances_yearly_utilization_per_month | 0.7995
2026-07-31 12:42:32 UTC | bo01_06_CH_ZUESTA | bo01 | 06_CH | ZUESTA | weather | Weather | source_path | C:\Users\het\HiSim\hisim\inputs\weather\custom_csv\Zurich\NABZUE_2060_RCP85_DRY.csv
2026-07-31 12:42:32 UTC | bo01_06_CH_ZUESTA | bo01 | 06_CH | ZUESTA | weather | Weather | location | Zurich
2026-07-31 12:42:32 UTC | bo01_06_CH_ZUESTA | bo01 | 06_CH | ZUESTA | weather | Weather | name | Weather
2026-07-31 12:42:32 UTC | bo01_06_CH_ZUESTA | bo01 | 06_CH | ZUESTA | component | ElectricityMeter | building_name | BUI1
2026-07-31 12:42:32 UTC | bo01_06_CH_ZUESTA | bo01 | 06_CH | ZUESTA | component | ElectricityMeter | name | ElectricityMeter
2026-07-31 12:42:32 UTC | bo01_06_CH_ZUESTA | bo01 | 06_CH | ZUESTA | building | Building | building_name | 1981_1990
2026-07-31 12:42:32 UTC | bo01_06_CH_ZUESTA | bo01 | 06_CH | ZUESTA | building | Building | building_code | AT.N.SFH.05.Gen.ReEx.001.002
2026-07-31 12:42:32 UTC | bo01_06_CH_ZUESTA | bo01 | 06_CH | ZUESTA | building | Building | building_heat_capacity_class | medium
2026-07-31 12:42:32 UTC | bo01_06_CH_ZUESTA | bo01 | 06_CH | ZUESTA | building | Building | absolute_conditioned_floor_area_in_m2 | 198
2026-07-31 12:42:32 UTC | bo01_06_CH_ZUESTA | bo01 | 06_CH | ZUESTA | building | Building | heating_reference_temperature_in_celsius | -8
2026-07-31 12:42:32 UTC | bo01_06_CH_ZUESTA | bo01 | 06_CH | ZUESTA | building | Building | floor_u_value_in_watt_per_m2_per_kelvin | 0.61
2026-07-31 12:42:32 UTC | bo01_06_CH_ZUESTA | bo01 | 06_CH | ZUESTA | building | Building | floor_area_in_m2 | 88.2
2026-07-31 12:42:32 UTC | bo01_06_CH_ZUESTA | bo01 | 06_CH | ZUESTA | building | Building | facade_u_value_in_watt_per_m2_per_kelvin | 0.4
2026-07-31 12:42:32 UTC | bo01_06_CH_ZUESTA | bo01 | 06_CH | ZUESTA | building | Building | facade_area_in_m2 | 160.2
2026-07-31 12:42:32 UTC | bo01_06_CH_ZUESTA | bo01 | 06_CH | ZUESTA | building | Building | roof_u_value_in_watt_per_m2_per_kelvin | 0.36
2026-07-31 12:42:32 UTC | bo01_06_CH_ZUESTA | bo01 | 06_CH | ZUESTA | building | Building | roof_area_in_m2 | 103.2
2026-07-31 12:42:32 UTC | bo01_06_CH_ZUESTA | bo01 | 06_CH | ZUESTA | building | Building | window_u_value_in_watt_per_m2_per_kelvin | 1.9
2026-07-31 12:42:32 UTC | bo01_06_CH_ZUESTA | bo01 | 06_CH | ZUESTA | building | Building | window_area_in_m2 | 31.68
2026-07-31 12:42:32 UTC | bo01_06_CH_ZUESTA | bo01 | 06_CH | ZUESTA | building | Building | door_u_value_in_watt_per_m2_per_kelvin
2026-07-31 12:42:32 UTC | bo01_06_CH_ZUESTA | bo01 | 06_CH | ZUESTA | building | Building | door_area_in_m2
2026-07-31 12:42:32 UTC | bo01_06_CH_ZUESTA | bo01 | 06_CH | ZUESTA | building | Building | set_heating_temperature_in_celsius | 20.5
2026-07-31 12:42:32 UTC | bo01_06_CH_ZUESTA | bo01 | 06_CH | ZUESTA | building | Building | set_cooling_temperature_in_celsius | 99
2026-07-31 12:42:32 UTC | bo01_06_CH_ZUESTA | bo01 | 06_CH | ZUESTA | building | Building | natural_ventilation_m3_per_h_per_person | 29
2026-07-31 12:42:32 UTC | bo01_06_CH_ZUESTA | bo01 | 06_CH | ZUESTA | building | Building | sia_natural_ventilation_m3_per_h_per_m2 | 0.6
2026-07-31 12:42:32 UTC | bo01_06_CH_ZUESTA | bo01 | 06_CH | ZUESTA | building | Building | swiss_infiltration_rate_per_h | 0.15
2026-07-31 12:42:32 UTC | bo01_06_CH_ZUESTA | bo01 | 06_CH | ZUESTA | building | Building | heating_demand_mode | iso13790
2026-07-31 12:42:32 UTC | bo01_06_CH_ZUESTA | bo01 | 06_CH | ZUESTA | building | Building | operative_heating_proportional_band_in_celsius | 1
2026-07-31 12:42:32 UTC | bo01_06_CH_ZUESTA | bo01 | 06_CH | ZUESTA | building | Building | operative_heating_proportional_gain | 1
2026-07-31 12:42:32 UTC | bo01_06_CH_ZUESTA | bo01 | 06_CH | ZUESTA | building | Building | control_comfort_lower_bound_shift_in_celsius
2026-07-31 12:42:32 UTC | bo01_06_CH_ZUESTA | bo01 | 06_CH | ZUESTA | building | Building | comfort_aware_seasonal_heating_gate | true
2026-07-31 12:42:32 UTC | bo01_06_CH_ZUESTA | bo01 | 06_CH | ZUESTA | component | StrictComfortDemandController | building_name | BUI1
2026-07-31 12:42:32 UTC | bo01_06_CH_ZUESTA | bo01 | 06_CH | ZUESTA | component | StrictComfortDemandController | name | StrictComfortDemandController
2026-07-31 12:42:32 UTC | bo01_06_CH_ZUESTA | bo01 | 06_CH | ZUESTA | component | StrictComfortDemandController | temperature_air_heating_in_celsius | 20.5
2026-07-31 12:42:32 UTC | bo01_06_CH_ZUESTA | bo01 | 06_CH | ZUESTA | component | StrictComfortDemandController | temperature_air_cooling_in_celsius | 24
2026-07-31 12:42:32 UTC | bo01_06_CH_ZUESTA | bo01 | 06_CH | ZUESTA | component | StrictComfortDemandController | offset | 0.5
2026-07-31 12:42:32 UTC | bo01_06_CH_ZUESTA | bo01 | 06_CH | ZUESTA | component | StrictComfortDemandController | mode | 2
2026-07-31 12:42:32 UTC | bo01_06_CH_ZUESTA | bo01 | 06_CH | ZUESTA | component | StrictComfortDemandController | use_adaptive_comfort_band | true
2026-07-31 12:42:32 UTC | bo01_06_CH_ZUESTA | bo01 | 06_CH | ZUESTA | component | StrictComfortDemandController | control_strategy | strict_comfort_band_v1
2026-07-31 12:42:32 UTC | bo01_06_CH_ZUESTA | bo01 | 06_CH | ZUESTA | component | StrictComfortDemandController | comfort_band_inner_offset_in_celsius | 0.5
2026-07-31 12:42:32 UTC | bo01_06_CH_ZUESTA | bo01 | 06_CH | ZUESTA | component | StrictComfortDemandController | comfort_band_inner_offset_lower_in_celsius | 1
2026-07-31 12:42:32 UTC | bo01_06_CH_ZUESTA | bo01 | 06_CH | ZUESTA | component | StrictComfortDemandController | comfort_band_inner_offset_upper_in_celsius | 0.5
2026-07-31 12:42:32 UTC | bo01_06_CH_ZUESTA | bo01 | 06_CH | ZUESTA | component | StrictComfortDemandController | heating_disabled_above_running_mean_outdoor_temperature_in_celsius | 18
2026-07-31 12:42:32 UTC | bo01_06_CH_ZUESTA | bo01 | 06_CH | ZUESTA | component | StrictComfortDemandController | cooling_enabled_above_running_mean_outdoor_temperature_in_celsius | 99
2026-07-31 12:42:32 UTC | bo01_06_CH_ZUESTA | bo01 | 06_CH | ZUESTA | component | ComfortBandHeatingDemand | building_name | BUI1
2026-07-31 12:42:32 UTC | bo01_06_CH_ZUESTA | bo01 | 06_CH | ZUESTA | component | ComfortBandHeatingDemand | name | ComfortBandHeatingDemand
2026-07-31 12:42:32 UTC | bo01_06_CH_ZUESTA | bo01 | 06_CH | ZUESTA | component | ComfortBandHeatingDemand | max_heating_power_in_watt | 7683.01
2026-07-31 12:42:32 UTC | bo01_06_CH_ZUESTA | bo01 | 06_CH | ZUESTA | component | ComfortBandHeatingDemand | proportional_gain_in_watt_per_kelvin | 15366
2026-07-31 12:42:32 UTC | bo01_06_CH_ZUESTA | bo01 | 06_CH | ZUESTA | component | StrictComfortSetpointModifier | building_name | BUI1
2026-07-31 12:42:32 UTC | bo01_06_CH_ZUESTA | bo01 | 06_CH | ZUESTA | component | StrictComfortSetpointModifier | name | StrictComfortSetpointModifier
2026-07-31 12:42:32 UTC | bo01_06_CH_ZUESTA | bo01 | 06_CH | ZUESTA | component | StrictComfortSetpointModifier | base_heating_setpoint_in_celsius | 20.5
2026-07-31 12:42:32 UTC | bo01_06_CH_ZUESTA | bo01 | 06_CH | ZUESTA | component | StrictComfortSetpointModifier | recovery_gain | 5
2026-07-31 12:42:32 UTC | bo01_06_CH_ZUESTA | bo01 | 06_CH | ZUESTA | component | StrictComfortSetpointModifier | max_recovery_boost_in_celsius | 5
2026-07-31 12:42:32 UTC | bo01_06_CH_ZUESTA | bo01 | 06_CH | ZUESTA | component | StrictComfortSetpointModifier | clamp_min_modifier_in_celsius
2026-07-31 12:42:32 UTC | bo01_06_CH_ZUESTA | bo01 | 06_CH | ZUESTA | component | StrictComfortSetpointModifier | clamp_max_modifier_in_celsius | 15
2026-07-31 12:42:32 UTC | bo01_06_CH_ZUESTA | bo01 | 06_CH | ZUESTA | component | HeatDistributionController | building_name | BUI1
2026-07-31 12:42:32 UTC | bo01_06_CH_ZUESTA | bo01 | 06_CH | ZUESTA | component | HeatDistributionController | name | HeatDistributionController
2026-07-31 12:42:32 UTC | bo01_06_CH_ZUESTA | bo01 | 06_CH | ZUESTA | component | HeatDistributionController | heating_system | HeatDistributionSystemType.FLOORHEATING
2026-07-31 12:42:32 UTC | bo01_06_CH_ZUESTA | bo01 | 06_CH | ZUESTA | component | HeatDistributionController | set_heating_threshold_outside_temperature_in_celsius | 16
2026-07-31 12:42:32 UTC | bo01_06_CH_ZUESTA | bo01 | 06_CH | ZUESTA | component | HeatDistributionController | heating_reference_temperature_in_celsius | -8
2026-07-31 12:42:32 UTC | bo01_06_CH_ZUESTA | bo01 | 06_CH | ZUESTA | component | HeatDistributionController | set_heating_temperature_for_building_in_celsius | 20.5
2026-07-31 12:42:32 UTC | bo01_06_CH_ZUESTA | bo01 | 06_CH | ZUESTA | component | HeatDistributionController | set_cooling_temperature_for_building_in_celsius | 99
2026-07-31 12:42:32 UTC | bo01_06_CH_ZUESTA | bo01 | 06_CH | ZUESTA | component | HeatDistributionController | heating_load_of_building_in_watt | 7683.01
2026-07-31 12:42:32 UTC | bo01_06_CH_ZUESTA | bo01 | 06_CH | ZUESTA | heat_distribution | HeatDistributionSystem | absolute_conditioned_floor_area_in_m2 | 198
2026-07-31 12:42:32 UTC | bo01_06_CH_ZUESTA | bo01 | 06_CH | ZUESTA | thermal_storage | SimpleHotWaterStorage | volume_heating_water_storage_in_liter | 384.1
2026-07-31 12:42:32 UTC | bo01_06_CH_ZUESTA | bo01 | 06_CH | ZUESTA | component | BufferRemainingCapacity60C | building_name | BUI1
2026-07-31 12:42:32 UTC | bo01_06_CH_ZUESTA | bo01 | 06_CH | ZUESTA | component | BufferRemainingCapacity60C | name | BufferRemainingCapacity60C
2026-07-31 12:42:32 UTC | bo01_06_CH_ZUESTA | bo01 | 06_CH | ZUESTA | component | BufferRemainingCapacity60C | volume_heating_water_storage_in_liter | 384.1
2026-07-31 12:42:32 UTC | bo01_06_CH_ZUESTA | bo01 | 06_CH | ZUESTA | component | BufferRemainingCapacity60C | max_temperature_in_celsius | 6
2026-07-31 12:42:32 UTC | bo01_06_CH_ZUESTA | bo01 | 06_CH | ZUESTA | component | BufferRemainingCapacity60C | water_density_kg_per_liter | 0.992
2026-07-31 12:42:32 UTC | bo01_06_CH_ZUESTA | bo01 | 06_CH | ZUESTA | component | BufferRemainingCapacity60C | water_specific_heat_capacity_j_per_kg_per_k | 4180
2026-07-31 12:42:32 UTC | bo01_06_CH_ZUESTA | bo01 | 06_CH | ZUESTA | component | OilBoilerController | building_name | BUI1
2026-07-31 12:42:32 UTC | bo01_06_CH_ZUESTA | bo01 | 06_CH | ZUESTA | component | OilBoilerController | name | OilBoilerController
2026-07-31 12:42:32 UTC | bo01_06_CH_ZUESTA | bo01 | 06_CH | ZUESTA | component | OilBoilerController | is_modulating | true
2026-07-31 12:42:32 UTC | bo01_06_CH_ZUESTA | bo01 | 06_CH | ZUESTA | component | OilBoilerController | set_heating_threshold_outside_temperature_in_celsius | 16
2026-07-31 12:42:32 UTC | bo01_06_CH_ZUESTA | bo01 | 06_CH | ZUESTA | component | OilBoilerController | minimal_thermal_power_in_watt | 0
2026-07-31 12:42:32 UTC | bo01_06_CH_ZUESTA | bo01 | 06_CH | ZUESTA | component | OilBoilerController | maximal_thermal_power_in_watt | 5070
2026-07-31 12:42:32 UTC | bo01_06_CH_ZUESTA | bo01 | 06_CH | ZUESTA | component | OilBoilerController | set_temperature_difference_for_full_power | 5
2026-07-31 12:42:32 UTC | bo01_06_CH_ZUESTA | bo01 | 06_CH | ZUESTA | component | OilBoilerController | minimum_runtime_in_seconds | 1800
2026-07-31 12:42:32 UTC | bo01_06_CH_ZUESTA | bo01 | 06_CH | ZUESTA | component | OilBoilerController | minimum_resting_time_in_seconds | 1800
2026-07-31 12:42:32 UTC | bo01_06_CH_ZUESTA | bo01 | 06_CH | ZUESTA | component | OilBoilerController | with_domestic_hot_water_preparation | true
2026-07-31 12:42:32 UTC | bo01_06_CH_ZUESTA | bo01 | 06_CH | ZUESTA | component | OilBoilerController | secondary_mode | false
2026-07-31 12:42:32 UTC | bo01_06_CH_ZUESTA | bo01 | 06_CH | ZUESTA | component | OilBoilerController | hysteresis_water_temperature_offset | 10
2026-07-31 12:42:32 UTC | bo01_06_CH_ZUESTA | bo01 | 06_CH | ZUESTA | component | OilBoilerController | seasonal_modulation_minimum_enabled | false
2026-07-31 12:42:32 UTC | bo01_06_CH_ZUESTA | bo01 | 06_CH | ZUESTA | component | OilBoilerController | winter_modulation_minimum_thermal_power_in_watt
2026-07-31 12:42:32 UTC | bo01_06_CH_ZUESTA | bo01 | 06_CH | ZUESTA | component | OilBoilerController | summer_modulation_minimum_thermal_power_in_watt
2026-07-31 12:42:32 UTC | bo01_06_CH_ZUESTA | bo01 | 06_CH | ZUESTA | component | OilBoilerController | summer_modulation_daily_avg_outdoor_temperature_threshold_celsius | 16
2026-07-31 12:42:32 UTC | bo01_06_CH_ZUESTA | bo01 | 06_CH | ZUESTA | heat_generator | OilBoiler | minimal_thermal_power_in_watt | 0
2026-07-31 12:42:32 UTC | bo01_06_CH_ZUESTA | bo01 | 06_CH | ZUESTA | heat_generator | OilBoiler | maximal_thermal_power_in_watt | 5070
2026-07-31 12:42:32 UTC | bo01_06_CH_ZUESTA | bo01 | 06_CH | ZUESTA | heat_generator | OilBoiler | eff_th_min | 0.6
2026-07-31 12:42:32 UTC | bo01_06_CH_ZUESTA | bo01 | 06_CH | ZUESTA | heat_generator | OilBoiler | eff_th_max | 0.9
2026-07-31 12:42:32 UTC | bo01_06_CH_ZUESTA | bo01 | 06_CH | ZUESTA | heat_generator | OilBoiler | boiler_type | BoilerType.CONVENTIONAL
2026-07-31 12:42:32 UTC | bo01_06_CH_ZUESTA | bo01 | 06_CH | ZUESTA | heat_generator | OilBoiler | energy_carrier | LoadTypes.OIL
2026-07-31 12:42:32 UTC | bo01_06_CH_ZUESTA | bo01 | 06_CH | ZUESTA | component | FuelMeter | building_name | BUI1
2026-07-31 12:42:32 UTC | bo01_06_CH_ZUESTA | bo01 | 06_CH | ZUESTA | component | FuelMeter | name | FuelMeter
2026-07-31 12:42:32 UTC | bo01_06_CH_ZUESTA | bo01 | 06_CH | ZUESTA | component | FuelMeter | fuel_loadtype | LoadTypes.OIL
2026-07-31 12:42:32 UTC | bo01_06_CH_ZUESTA | bo01 | 06_CH | ZUESTA | component | FuelMeter | heating_value_of_fuel_in_kwh_per_liter | 9.822
2026-07-31 12:42:32 UTC | bo01_06_CH_ZUESTA | bo01 | 06_CH | ZUESTA | component | FuelMeter | fuel_density_in_kg_per_m3 | 83
2026-07-31 12:42:32 UTC | bo01_06_CH_ZUESTA | bo01 | 06_CH | ZUESTA | component | HeatGeneratorTotalThermalPower | building_name | BUI1
2026-07-31 12:42:32 UTC | bo01_06_CH_ZUESTA | bo01 | 06_CH | ZUESTA | component | HeatGeneratorTotalThermalPower | name | HeatGeneratorTotalThermalPower
2026-07-31 12:42:32 UTC | bo01_06_CH_ZUESTA | bo01 | 06_CH | ZUESTA | component | HeatGeneratorTotalThermalPower | loadtype | LoadTypes.ANY
2026-07-31 12:42:32 UTC | bo01_06_CH_ZUESTA | bo01 | 06_CH | ZUESTA | component | HeatGeneratorTotalThermalPower | unit | Units.WATT
2026-07-31 12:42:32 UTC | bo01_06_CH_ZUESTA | bo01 | 06_CH | ZUESTA | component | HeatGeneratorPlantDhwThermalPower | building_name | BUI1
2026-07-31 12:42:32 UTC | bo01_06_CH_ZUESTA | bo01 | 06_CH | ZUESTA | component | HeatGeneratorPlantDhwThermalPower | name | HeatGeneratorPlantDhwThermalPower
2026-07-31 12:42:32 UTC | bo01_06_CH_ZUESTA | bo01 | 06_CH | ZUESTA | component | HeatGeneratorPlantDhwThermalPower | loadtype | LoadTypes.ANY
2026-07-31 12:42:32 UTC | bo01_06_CH_ZUESTA | bo01 | 06_CH | ZUESTA | component | HeatGeneratorPlantDhwThermalPower | unit | Units.WATT
2026-07-31 12:42:32 UTC | bo01_06_CH_ZUESTA | bo01 | 06_CH | ZUESTA | component | SolarDhwThermalPower | building_name | BUI1
2026-07-31 12:42:32 UTC | bo01_06_CH_ZUESTA | bo01 | 06_CH | ZUESTA | component | SolarDhwThermalPower | name | SolarDhwThermalPower
2026-07-31 12:42:32 UTC | bo01_06_CH_ZUESTA | bo01 | 06_CH | ZUESTA | component | SolarDhwThermalPower | value_watt
2026-07-31 12:42:32 UTC | bo01_06_CH_ZUESTA | bo01 | 06_CH | ZUESTA | component | SolarDhwThermalPower | loadtype | LoadTypes.ANY
2026-07-31 12:42:32 UTC | bo01_06_CH_ZUESTA | bo01 | 06_CH | ZUESTA | component | SolarDhwThermalPower | unit | Units.WATT
2026-07-31 12:42:32 UTC | bo01_06_CH_ZUESTA | bo01 | 06_CH | ZUESTA | component | FlexibilityPotential | building_name | BUI1
2026-07-31 12:42:32 UTC | bo01_06_CH_ZUESTA | bo01 | 06_CH | ZUESTA | component | FlexibilityPotential | name | FlexibilityPotential
2026-07-31 12:42:32 UTC | bo01_06_CH_ZUESTA | bo01 | 06_CH | ZUESTA | component | FlexibilityPotential | fallback_heating_cop | 1
2026-07-31 12:42:32 UTC | bo01_06_CH_ZUESTA | bo01 | 06_CH | ZUESTA | component | FlexibilityPotential | fallback_cooling_eer
2026-07-31 12:42:32 UTC | bo01_07_CH_ZUESTA | bo01 | 07_CH | ZUESTA | simulation | SimulationParameters | year | 2050
2026-07-31 12:42:32 UTC | bo01_07_CH_ZUESTA | bo01 | 07_CH | ZUESTA | simulation | SimulationParameters | seconds_per_timestep | 9 | s
2026-07-31 12:42:32 UTC | bo01_07_CH_ZUESTA | bo01 | 07_CH | ZUESTA | simulation | SimulationParameters | country | CH
2026-07-31 12:42:32 UTC | bo01_07_CH_ZUESTA | bo01 | 07_CH | ZUESTA | cli | cli_overrides | ARCH | 07_CH
2026-07-31 12:42:32 UTC | bo01_07_CH_ZUESTA | bo01 | 07_CH | ZUESTA | cli | cli_overrides | WEATHER | ZUESTA
2026-07-31 12:42:32 UTC | bo01_07_CH_ZUESTA | bo01 | 07_CH | ZUESTA | cli | cli_overrides | TIME_HORIZON | future
2026-07-31 12:42:32 UTC | bo01_07_CH_ZUESTA | bo01 | 07_CH | ZUESTA | cli | cli_overrides | SCENARIO | none
2026-07-31 12:42:32 UTC | bo01_07_CH_ZUESTA | bo01 | 07_CH | ZUESTA | cli | cli_overrides | OCC | SIA2024
2026-07-31 12:42:32 UTC | bo01_07_CH_ZUESTA | bo01 | 07_CH | ZUESTA | cli | cli_overrides | HEATGEN_SIZING | IDEAL_LOOKUP
2026-07-31 12:42:32 UTC | bo01_07_CH_ZUESTA | bo01 | 07_CH | ZUESTA | cli | cli_overrides | HP_SHARE_OF_IDEAL | 0.8
2026-07-31 12:42:32 UTC | bo01_07_CH_ZUESTA | bo01 | 07_CH | ZUESTA | internal_loads | SIA2024Occupancy | conditioned_floor_area_in_m2 | 199
2026-07-31 12:42:32 UTC | bo01_07_CH_ZUESTA | bo01 | 07_CH | ZUESTA | internal_loads | SIA2024Occupancy | appliances_load_w_per_m2 | 1
2026-07-31 12:42:32 UTC | bo01_07_CH_ZUESTA | bo01 | 07_CH | ZUESTA | internal_loads | SIA2024Occupancy | lighting_load_w_per_m2 | 3
2026-07-31 12:42:32 UTC | bo01_07_CH_ZUESTA | bo01 | 07_CH | ZUESTA | internal_loads | SIA2024Occupancy | lighting_annual_full_load_hours | 846
2026-07-31 12:42:32 UTC | bo01_07_CH_ZUESTA | bo01 | 07_CH | ZUESTA | internal_loads | SIA2024Occupancy | appliances_yearly_utilization_per_month | 0.7995
2026-07-31 12:42:32 UTC | bo01_07_CH_ZUESTA | bo01 | 07_CH | ZUESTA | weather | Weather | source_path | C:\Users\het\HiSim\hisim\inputs\weather\custom_csv\Zurich\NABZUE_2060_RCP85_DRY.csv
2026-07-31 12:42:32 UTC | bo01_07_CH_ZUESTA | bo01 | 07_CH | ZUESTA | weather | Weather | location | Zurich
2026-07-31 12:42:32 UTC | bo01_07_CH_ZUESTA | bo01 | 07_CH | ZUESTA | weather | Weather | name | Weather
2026-07-31 12:42:32 UTC | bo01_07_CH_ZUESTA | bo01 | 07_CH | ZUESTA | component | ElectricityMeter | building_name | BUI1
2026-07-31 12:42:32 UTC | bo01_07_CH_ZUESTA | bo01 | 07_CH | ZUESTA | component | ElectricityMeter | name | ElectricityMeter
2026-07-31 12:42:32 UTC | bo01_07_CH_ZUESTA | bo01 | 07_CH | ZUESTA | building | Building | building_name | 1991_2000
2026-07-31 12:42:32 UTC | bo01_07_CH_ZUESTA | bo01 | 07_CH | ZUESTA | building | Building | building_code | AT.N.SFH.06.Gen.ReEx.001.002
2026-07-31 12:42:32 UTC | bo01_07_CH_ZUESTA | bo01 | 07_CH | ZUESTA | building | Building | building_heat_capacity_class | heavy
2026-07-31 12:42:32 UTC | bo01_07_CH_ZUESTA | bo01 | 07_CH | ZUESTA | building | Building | absolute_conditioned_floor_area_in_m2 | 199
2026-07-31 12:42:32 UTC | bo01_07_CH_ZUESTA | bo01 | 07_CH | ZUESTA | building | Building | heating_reference_temperature_in_celsius | -8
2026-07-31 12:42:32 UTC | bo01_07_CH_ZUESTA | bo01 | 07_CH | ZUESTA | building | Building | floor_u_value_in_watt_per_m2_per_kelvin | 0.55
2026-07-31 12:42:32 UTC | bo01_07_CH_ZUESTA | bo01 | 07_CH | ZUESTA | building | Building | floor_area_in_m2 | 81
2026-07-31 12:42:32 UTC | bo01_07_CH_ZUESTA | bo01 | 07_CH | ZUESTA | building | Building | facade_u_value_in_watt_per_m2_per_kelvin | 0.35
2026-07-31 12:42:32 UTC | bo01_07_CH_ZUESTA | bo01 | 07_CH | ZUESTA | building | Building | facade_area_in_m2 | 164
2026-07-31 12:42:32 UTC | bo01_07_CH_ZUESTA | bo01 | 07_CH | ZUESTA | building | Building | roof_u_value_in_watt_per_m2_per_kelvin | 0.34
2026-07-31 12:42:32 UTC | bo01_07_CH_ZUESTA | bo01 | 07_CH | ZUESTA | building | Building | roof_area_in_m2 | 96
2026-07-31 12:42:32 UTC | bo01_07_CH_ZUESTA | bo01 | 07_CH | ZUESTA | building | Building | window_u_value_in_watt_per_m2_per_kelvin | 1.7
2026-07-31 12:42:32 UTC | bo01_07_CH_ZUESTA | bo01 | 07_CH | ZUESTA | building | Building | window_area_in_m2 | 31.84
2026-07-31 12:42:32 UTC | bo01_07_CH_ZUESTA | bo01 | 07_CH | ZUESTA | building | Building | door_u_value_in_watt_per_m2_per_kelvin
2026-07-31 12:42:32 UTC | bo01_07_CH_ZUESTA | bo01 | 07_CH | ZUESTA | building | Building | door_area_in_m2
2026-07-31 12:42:32 UTC | bo01_07_CH_ZUESTA | bo01 | 07_CH | ZUESTA | building | Building | set_heating_temperature_in_celsius | 20.5
2026-07-31 12:42:32 UTC | bo01_07_CH_ZUESTA | bo01 | 07_CH | ZUESTA | building | Building | set_cooling_temperature_in_celsius | 99
2026-07-31 12:42:32 UTC | bo01_07_CH_ZUESTA | bo01 | 07_CH | ZUESTA | building | Building | natural_ventilation_m3_per_h_per_person | 29
2026-07-31 12:42:32 UTC | bo01_07_CH_ZUESTA | bo01 | 07_CH | ZUESTA | building | Building | sia_natural_ventilation_m3_per_h_per_m2 | 0.6
2026-07-31 12:42:32 UTC | bo01_07_CH_ZUESTA | bo01 | 07_CH | ZUESTA | building | Building | swiss_infiltration_rate_per_h | 0.15
2026-07-31 12:42:32 UTC | bo01_07_CH_ZUESTA | bo01 | 07_CH | ZUESTA | building | Building | heating_demand_mode | iso13790
2026-07-31 12:42:32 UTC | bo01_07_CH_ZUESTA | bo01 | 07_CH | ZUESTA | building | Building | operative_heating_proportional_band_in_celsius | 1
2026-07-31 12:42:32 UTC | bo01_07_CH_ZUESTA | bo01 | 07_CH | ZUESTA | building | Building | operative_heating_proportional_gain | 1
2026-07-31 12:42:32 UTC | bo01_07_CH_ZUESTA | bo01 | 07_CH | ZUESTA | building | Building | control_comfort_lower_bound_shift_in_celsius
2026-07-31 12:42:32 UTC | bo01_07_CH_ZUESTA | bo01 | 07_CH | ZUESTA | building | Building | comfort_aware_seasonal_heating_gate | true
2026-07-31 12:42:32 UTC | bo01_07_CH_ZUESTA | bo01 | 07_CH | ZUESTA | component | StrictComfortDemandController | building_name | BUI1
2026-07-31 12:42:32 UTC | bo01_07_CH_ZUESTA | bo01 | 07_CH | ZUESTA | component | StrictComfortDemandController | name | StrictComfortDemandController
2026-07-31 12:42:32 UTC | bo01_07_CH_ZUESTA | bo01 | 07_CH | ZUESTA | component | StrictComfortDemandController | temperature_air_heating_in_celsius | 20.5
2026-07-31 12:42:32 UTC | bo01_07_CH_ZUESTA | bo01 | 07_CH | ZUESTA | component | StrictComfortDemandController | temperature_air_cooling_in_celsius | 24
2026-07-31 12:42:32 UTC | bo01_07_CH_ZUESTA | bo01 | 07_CH | ZUESTA | component | StrictComfortDemandController | offset | 0.5
2026-07-31 12:42:32 UTC | bo01_07_CH_ZUESTA | bo01 | 07_CH | ZUESTA | component | StrictComfortDemandController | mode | 2
2026-07-31 12:42:32 UTC | bo01_07_CH_ZUESTA | bo01 | 07_CH | ZUESTA | component | StrictComfortDemandController | use_adaptive_comfort_band | true
2026-07-31 12:42:32 UTC | bo01_07_CH_ZUESTA | bo01 | 07_CH | ZUESTA | component | StrictComfortDemandController | control_strategy | strict_comfort_band_v1
2026-07-31 12:42:32 UTC | bo01_07_CH_ZUESTA | bo01 | 07_CH | ZUESTA | component | StrictComfortDemandController | comfort_band_inner_offset_in_celsius | 0.5
2026-07-31 12:42:32 UTC | bo01_07_CH_ZUESTA | bo01 | 07_CH | ZUESTA | component | StrictComfortDemandController | comfort_band_inner_offset_lower_in_celsius | 1
2026-07-31 12:42:32 UTC | bo01_07_CH_ZUESTA | bo01 | 07_CH | ZUESTA | component | StrictComfortDemandController | comfort_band_inner_offset_upper_in_celsius | 0.5
2026-07-31 12:42:32 UTC | bo01_07_CH_ZUESTA | bo01 | 07_CH | ZUESTA | component | StrictComfortDemandController | heating_disabled_above_running_mean_outdoor_temperature_in_celsius | 18
2026-07-31 12:42:32 UTC | bo01_07_CH_ZUESTA | bo01 | 07_CH | ZUESTA | component | StrictComfortDemandController | cooling_enabled_above_running_mean_outdoor_temperature_in_celsius | 99
2026-07-31 12:42:32 UTC | bo01_07_CH_ZUESTA | bo01 | 07_CH | ZUESTA | component | ComfortBandHeatingDemand | building_name | BUI1
2026-07-31 12:42:32 UTC | bo01_07_CH_ZUESTA | bo01 | 07_CH | ZUESTA | component | ComfortBandHeatingDemand | name | ComfortBandHeatingDemand
2026-07-31 12:42:32 UTC | bo01_07_CH_ZUESTA | bo01 | 07_CH | ZUESTA | component | ComfortBandHeatingDemand | max_heating_power_in_watt | 7052.23
2026-07-31 12:42:32 UTC | bo01_07_CH_ZUESTA | bo01 | 07_CH | ZUESTA | component | ComfortBandHeatingDemand | proportional_gain_in_watt_per_kelvin | 14104.5
2026-07-31 12:42:32 UTC | bo01_07_CH_ZUESTA | bo01 | 07_CH | ZUESTA | component | StrictComfortSetpointModifier | building_name | BUI1
2026-07-31 12:42:32 UTC | bo01_07_CH_ZUESTA | bo01 | 07_CH | ZUESTA | component | StrictComfortSetpointModifier | name | StrictComfortSetpointModifier
2026-07-31 12:42:32 UTC | bo01_07_CH_ZUESTA | bo01 | 07_CH | ZUESTA | component | StrictComfortSetpointModifier | base_heating_setpoint_in_celsius | 20.5
2026-07-31 12:42:32 UTC | bo01_07_CH_ZUESTA | bo01 | 07_CH | ZUESTA | component | StrictComfortSetpointModifier | recovery_gain | 5
2026-07-31 12:42:32 UTC | bo01_07_CH_ZUESTA | bo01 | 07_CH | ZUESTA | component | StrictComfortSetpointModifier | max_recovery_boost_in_celsius | 5
2026-07-31 12:42:32 UTC | bo01_07_CH_ZUESTA | bo01 | 07_CH | ZUESTA | component | StrictComfortSetpointModifier | clamp_min_modifier_in_celsius
2026-07-31 12:42:32 UTC | bo01_07_CH_ZUESTA | bo01 | 07_CH | ZUESTA | component | StrictComfortSetpointModifier | clamp_max_modifier_in_celsius | 15
2026-07-31 12:42:32 UTC | bo01_07_CH_ZUESTA | bo01 | 07_CH | ZUESTA | component | HeatDistributionController | building_name | BUI1
2026-07-31 12:42:32 UTC | bo01_07_CH_ZUESTA | bo01 | 07_CH | ZUESTA | component | HeatDistributionController | name | HeatDistributionController
2026-07-31 12:42:32 UTC | bo01_07_CH_ZUESTA | bo01 | 07_CH | ZUESTA | component | HeatDistributionController | heating_system | HeatDistributionSystemType.FLOORHEATING
2026-07-31 12:42:32 UTC | bo01_07_CH_ZUESTA | bo01 | 07_CH | ZUESTA | component | HeatDistributionController | set_heating_threshold_outside_temperature_in_celsius | 16
2026-07-31 12:42:32 UTC | bo01_07_CH_ZUESTA | bo01 | 07_CH | ZUESTA | component | HeatDistributionController | heating_reference_temperature_in_celsius | -8
2026-07-31 12:42:32 UTC | bo01_07_CH_ZUESTA | bo01 | 07_CH | ZUESTA | component | HeatDistributionController | set_heating_temperature_for_building_in_celsius | 20.5
2026-07-31 12:42:32 UTC | bo01_07_CH_ZUESTA | bo01 | 07_CH | ZUESTA | component | HeatDistributionController | set_cooling_temperature_for_building_in_celsius | 99
2026-07-31 12:42:32 UTC | bo01_07_CH_ZUESTA | bo01 | 07_CH | ZUESTA | component | HeatDistributionController | heating_load_of_building_in_watt | 7052.23
2026-07-31 12:42:32 UTC | bo01_07_CH_ZUESTA | bo01 | 07_CH | ZUESTA | heat_distribution | HeatDistributionSystem | absolute_conditioned_floor_area_in_m2 | 199
2026-07-31 12:42:32 UTC | bo01_07_CH_ZUESTA | bo01 | 07_CH | ZUESTA | thermal_storage | SimpleHotWaterStorage | volume_heating_water_storage_in_liter | 352.6
2026-07-31 12:42:32 UTC | bo01_07_CH_ZUESTA | bo01 | 07_CH | ZUESTA | component | BufferRemainingCapacity60C | building_name | BUI1
2026-07-31 12:42:32 UTC | bo01_07_CH_ZUESTA | bo01 | 07_CH | ZUESTA | component | BufferRemainingCapacity60C | name | BufferRemainingCapacity60C
2026-07-31 12:42:32 UTC | bo01_07_CH_ZUESTA | bo01 | 07_CH | ZUESTA | component | BufferRemainingCapacity60C | volume_heating_water_storage_in_liter | 352.6
2026-07-31 12:42:32 UTC | bo01_07_CH_ZUESTA | bo01 | 07_CH | ZUESTA | component | BufferRemainingCapacity60C | max_temperature_in_celsius | 6
2026-07-31 12:42:32 UTC | bo01_07_CH_ZUESTA | bo01 | 07_CH | ZUESTA | component | BufferRemainingCapacity60C | water_density_kg_per_liter | 0.992
2026-07-31 12:42:32 UTC | bo01_07_CH_ZUESTA | bo01 | 07_CH | ZUESTA | component | BufferRemainingCapacity60C | water_specific_heat_capacity_j_per_kg_per_k | 4180
2026-07-31 12:42:32 UTC | bo01_07_CH_ZUESTA | bo01 | 07_CH | ZUESTA | component | OilBoilerController | building_name | BUI1
2026-07-31 12:42:32 UTC | bo01_07_CH_ZUESTA | bo01 | 07_CH | ZUESTA | component | OilBoilerController | name | OilBoilerController
2026-07-31 12:42:32 UTC | bo01_07_CH_ZUESTA | bo01 | 07_CH | ZUESTA | component | OilBoilerController | is_modulating | true
2026-07-31 12:42:32 UTC | bo01_07_CH_ZUESTA | bo01 | 07_CH | ZUESTA | component | OilBoilerController | set_heating_threshold_outside_temperature_in_celsius | 16
2026-07-31 12:42:32 UTC | bo01_07_CH_ZUESTA | bo01 | 07_CH | ZUESTA | component | OilBoilerController | minimal_thermal_power_in_watt | 0
2026-07-31 12:42:32 UTC | bo01_07_CH_ZUESTA | bo01 | 07_CH | ZUESTA | component | OilBoilerController | maximal_thermal_power_in_watt | 4730
2026-07-31 12:42:32 UTC | bo01_07_CH_ZUESTA | bo01 | 07_CH | ZUESTA | component | OilBoilerController | set_temperature_difference_for_full_power | 5
2026-07-31 12:42:32 UTC | bo01_07_CH_ZUESTA | bo01 | 07_CH | ZUESTA | component | OilBoilerController | minimum_runtime_in_seconds | 1800
2026-07-31 12:42:32 UTC | bo01_07_CH_ZUESTA | bo01 | 07_CH | ZUESTA | component | OilBoilerController | minimum_resting_time_in_seconds | 1800
2026-07-31 12:42:32 UTC | bo01_07_CH_ZUESTA | bo01 | 07_CH | ZUESTA | component | OilBoilerController | with_domestic_hot_water_preparation | true
2026-07-31 12:42:32 UTC | bo01_07_CH_ZUESTA | bo01 | 07_CH | ZUESTA | component | OilBoilerController | secondary_mode | false
2026-07-31 12:42:32 UTC | bo01_07_CH_ZUESTA | bo01 | 07_CH | ZUESTA | component | OilBoilerController | hysteresis_water_temperature_offset | 10
2026-07-31 12:42:32 UTC | bo01_07_CH_ZUESTA | bo01 | 07_CH | ZUESTA | component | OilBoilerController | seasonal_modulation_minimum_enabled | false
2026-07-31 12:42:32 UTC | bo01_07_CH_ZUESTA | bo01 | 07_CH | ZUESTA | component | OilBoilerController | winter_modulation_minimum_thermal_power_in_watt
2026-07-31 12:42:32 UTC | bo01_07_CH_ZUESTA | bo01 | 07_CH | ZUESTA | component | OilBoilerController | summer_modulation_minimum_thermal_power_in_watt
2026-07-31 12:42:32 UTC | bo01_07_CH_ZUESTA | bo01 | 07_CH | ZUESTA | component | OilBoilerController | summer_modulation_daily_avg_outdoor_temperature_threshold_celsius | 16
2026-07-31 12:42:32 UTC | bo01_07_CH_ZUESTA | bo01 | 07_CH | ZUESTA | heat_generator | OilBoiler | minimal_thermal_power_in_watt | 0
2026-07-31 12:42:32 UTC | bo01_07_CH_ZUESTA | bo01 | 07_CH | ZUESTA | heat_generator | OilBoiler | maximal_thermal_power_in_watt | 4730
2026-07-31 12:42:32 UTC | bo01_07_CH_ZUESTA | bo01 | 07_CH | ZUESTA | heat_generator | OilBoiler | eff_th_min | 0.6
2026-07-31 12:42:32 UTC | bo01_07_CH_ZUESTA | bo01 | 07_CH | ZUESTA | heat_generator | OilBoiler | eff_th_max | 0.9
2026-07-31 12:42:32 UTC | bo01_07_CH_ZUESTA | bo01 | 07_CH | ZUESTA | heat_generator | OilBoiler | boiler_type | BoilerType.CONVENTIONAL
2026-07-31 12:42:32 UTC | bo01_07_CH_ZUESTA | bo01 | 07_CH | ZUESTA | heat_generator | OilBoiler | energy_carrier | LoadTypes.OIL
2026-07-31 12:42:32 UTC | bo01_07_CH_ZUESTA | bo01 | 07_CH | ZUESTA | component | FuelMeter | building_name | BUI1
2026-07-31 12:42:32 UTC | bo01_07_CH_ZUESTA | bo01 | 07_CH | ZUESTA | component | FuelMeter | name | FuelMeter
2026-07-31 12:42:32 UTC | bo01_07_CH_ZUESTA | bo01 | 07_CH | ZUESTA | component | FuelMeter | fuel_loadtype | LoadTypes.OIL
2026-07-31 12:42:32 UTC | bo01_07_CH_ZUESTA | bo01 | 07_CH | ZUESTA | component | FuelMeter | heating_value_of_fuel_in_kwh_per_liter | 9.822
2026-07-31 12:42:32 UTC | bo01_07_CH_ZUESTA | bo01 | 07_CH | ZUESTA | component | FuelMeter | fuel_density_in_kg_per_m3 | 83
2026-07-31 12:42:32 UTC | bo01_07_CH_ZUESTA | bo01 | 07_CH | ZUESTA | component | HeatGeneratorTotalThermalPower | building_name | BUI1
2026-07-31 12:42:32 UTC | bo01_07_CH_ZUESTA | bo01 | 07_CH | ZUESTA | component | HeatGeneratorTotalThermalPower | name | HeatGeneratorTotalThermalPower
2026-07-31 12:42:32 UTC | bo01_07_CH_ZUESTA | bo01 | 07_CH | ZUESTA | component | HeatGeneratorTotalThermalPower | loadtype | LoadTypes.ANY
2026-07-31 12:42:32 UTC | bo01_07_CH_ZUESTA | bo01 | 07_CH | ZUESTA | component | HeatGeneratorTotalThermalPower | unit | Units.WATT
2026-07-31 12:42:32 UTC | bo01_07_CH_ZUESTA | bo01 | 07_CH | ZUESTA | component | HeatGeneratorPlantDhwThermalPower | building_name | BUI1
2026-07-31 12:42:32 UTC | bo01_07_CH_ZUESTA | bo01 | 07_CH | ZUESTA | component | HeatGeneratorPlantDhwThermalPower | name | HeatGeneratorPlantDhwThermalPower
2026-07-31 12:42:32 UTC | bo01_07_CH_ZUESTA | bo01 | 07_CH | ZUESTA | component | HeatGeneratorPlantDhwThermalPower | loadtype | LoadTypes.ANY
2026-07-31 12:42:32 UTC | bo01_07_CH_ZUESTA | bo01 | 07_CH | ZUESTA | component | HeatGeneratorPlantDhwThermalPower | unit | Units.WATT
2026-07-31 12:42:32 UTC | bo01_07_CH_ZUESTA | bo01 | 07_CH | ZUESTA | component | SolarDhwThermalPower | building_name | BUI1
2026-07-31 12:42:32 UTC | bo01_07_CH_ZUESTA | bo01 | 07_CH | ZUESTA | component | SolarDhwThermalPower | name | SolarDhwThermalPower
2026-07-31 12:42:32 UTC | bo01_07_CH_ZUESTA | bo01 | 07_CH | ZUESTA | component | SolarDhwThermalPower | value_watt
2026-07-31 12:42:32 UTC | bo01_07_CH_ZUESTA | bo01 | 07_CH | ZUESTA | component | SolarDhwThermalPower | loadtype | LoadTypes.ANY
2026-07-31 12:42:32 UTC | bo01_07_CH_ZUESTA | bo01 | 07_CH | ZUESTA | component | SolarDhwThermalPower | unit | Units.WATT
2026-07-31 12:42:32 UTC | bo01_07_CH_ZUESTA | bo01 | 07_CH | ZUESTA | component | FlexibilityPotential | building_name | BUI1
2026-07-31 12:42:32 UTC | bo01_07_CH_ZUESTA | bo01 | 07_CH | ZUESTA | component | FlexibilityPotential | name | FlexibilityPotential
2026-07-31 12:42:32 UTC | bo01_07_CH_ZUESTA | bo01 | 07_CH | ZUESTA | component | FlexibilityPotential | fallback_heating_cop | 1
2026-07-31 12:42:32 UTC | bo01_07_CH_ZUESTA | bo01 | 07_CH | ZUESTA | component | FlexibilityPotential | fallback_cooling_eer
2026-07-31 12:42:32 UTC | bo01_08_CH_ZUESTA | bo01 | 08_CH | ZUESTA | simulation | SimulationParameters | year | 2050
2026-07-31 12:42:32 UTC | bo01_08_CH_ZUESTA | bo01 | 08_CH | ZUESTA | simulation | SimulationParameters | seconds_per_timestep | 9 | s
2026-07-31 12:42:32 UTC | bo01_08_CH_ZUESTA | bo01 | 08_CH | ZUESTA | simulation | SimulationParameters | country | CH
2026-07-31 12:42:32 UTC | bo01_08_CH_ZUESTA | bo01 | 08_CH | ZUESTA | cli | cli_overrides | ARCH | 08_CH
2026-07-31 12:42:32 UTC | bo01_08_CH_ZUESTA | bo01 | 08_CH | ZUESTA | cli | cli_overrides | WEATHER | ZUESTA
2026-07-31 12:42:32 UTC | bo01_08_CH_ZUESTA | bo01 | 08_CH | ZUESTA | cli | cli_overrides | TIME_HORIZON | future
2026-07-31 12:42:32 UTC | bo01_08_CH_ZUESTA | bo01 | 08_CH | ZUESTA | cli | cli_overrides | SCENARIO | none
2026-07-31 12:42:32 UTC | bo01_08_CH_ZUESTA | bo01 | 08_CH | ZUESTA | cli | cli_overrides | OCC | SIA2024
2026-07-31 12:42:32 UTC | bo01_08_CH_ZUESTA | bo01 | 08_CH | ZUESTA | cli | cli_overrides | HEATGEN_SIZING | IDEAL_LOOKUP
2026-07-31 12:42:32 UTC | bo01_08_CH_ZUESTA | bo01 | 08_CH | ZUESTA | cli | cli_overrides | HP_SHARE_OF_IDEAL | 0.8
2026-07-31 12:42:32 UTC | bo01_08_CH_ZUESTA | bo01 | 08_CH | ZUESTA | internal_loads | SIA2024Occupancy | conditioned_floor_area_in_m2 | 201
2026-07-31 12:42:32 UTC | bo01_08_CH_ZUESTA | bo01 | 08_CH | ZUESTA | internal_loads | SIA2024Occupancy | appliances_load_w_per_m2 | 1
2026-07-31 12:42:32 UTC | bo01_08_CH_ZUESTA | bo01 | 08_CH | ZUESTA | internal_loads | SIA2024Occupancy | lighting_load_w_per_m2 | 3
2026-07-31 12:42:32 UTC | bo01_08_CH_ZUESTA | bo01 | 08_CH | ZUESTA | internal_loads | SIA2024Occupancy | lighting_annual_full_load_hours | 846
2026-07-31 12:42:32 UTC | bo01_08_CH_ZUESTA | bo01 | 08_CH | ZUESTA | internal_loads | SIA2024Occupancy | appliances_yearly_utilization_per_month | 0.7995
2026-07-31 12:42:32 UTC | bo01_08_CH_ZUESTA | bo01 | 08_CH | ZUESTA | weather | Weather | source_path | C:\Users\het\HiSim\hisim\inputs\weather\custom_csv\Zurich\NABZUE_2060_RCP85_DRY.csv
2026-07-31 12:42:32 UTC | bo01_08_CH_ZUESTA | bo01 | 08_CH | ZUESTA | weather | Weather | location | Zurich
2026-07-31 12:42:32 UTC | bo01_08_CH_ZUESTA | bo01 | 08_CH | ZUESTA | weather | Weather | name | Weather
2026-07-31 12:42:32 UTC | bo01_08_CH_ZUESTA | bo01 | 08_CH | ZUESTA | component | ElectricityMeter | building_name | BUI1
2026-07-31 12:42:32 UTC | bo01_08_CH_ZUESTA | bo01 | 08_CH | ZUESTA | component | ElectricityMeter | name | ElectricityMeter
2026-07-31 12:42:32 UTC | bo01_08_CH_ZUESTA | bo01 | 08_CH | ZUESTA | building | Building | building_name | 2001_2010
2026-07-31 12:42:32 UTC | bo01_08_CH_ZUESTA | bo01 | 08_CH | ZUESTA | building | Building | building_code | AT.N.SFH.07.Gen.ReEx.001.002
2026-07-31 12:42:32 UTC | bo01_08_CH_ZUESTA | bo01 | 08_CH | ZUESTA | building | Building | building_heat_capacity_class | heavy
2026-07-31 12:42:32 UTC | bo01_08_CH_ZUESTA | bo01 | 08_CH | ZUESTA | building | Building | absolute_conditioned_floor_area_in_m2 | 201
2026-07-31 12:42:32 UTC | bo01_08_CH_ZUESTA | bo01 | 08_CH | ZUESTA | building | Building | heating_reference_temperature_in_celsius | -8
2026-07-31 12:42:32 UTC | bo01_08_CH_ZUESTA | bo01 | 08_CH | ZUESTA | building | Building | floor_u_value_in_watt_per_m2_per_kelvin | 0.38
2026-07-31 12:42:32 UTC | bo01_08_CH_ZUESTA | bo01 | 08_CH | ZUESTA | building | Building | floor_area_in_m2 | 84.2
2026-07-31 12:42:32 UTC | bo01_08_CH_ZUESTA | bo01 | 08_CH | ZUESTA | building | Building | facade_u_value_in_watt_per_m2_per_kelvin | 0.3
2026-07-31 12:42:32 UTC | bo01_08_CH_ZUESTA | bo01 | 08_CH | ZUESTA | building | Building | facade_area_in_m2 | 177.6
2026-07-31 12:42:32 UTC | bo01_08_CH_ZUESTA | bo01 | 08_CH | ZUESTA | building | Building | roof_u_value_in_watt_per_m2_per_kelvin | 0.26
2026-07-31 12:42:32 UTC | bo01_08_CH_ZUESTA | bo01 | 08_CH | ZUESTA | building | Building | roof_area_in_m2 | 96.76
2026-07-31 12:42:32 UTC | bo01_08_CH_ZUESTA | bo01 | 08_CH | ZUESTA | building | Building | window_u_value_in_watt_per_m2_per_kelvin | 1.5
2026-07-31 12:42:32 UTC | bo01_08_CH_ZUESTA | bo01 | 08_CH | ZUESTA | building | Building | window_area_in_m2 | 32.16
2026-07-31 12:42:32 UTC | bo01_08_CH_ZUESTA | bo01 | 08_CH | ZUESTA | building | Building | door_u_value_in_watt_per_m2_per_kelvin
2026-07-31 12:42:32 UTC | bo01_08_CH_ZUESTA | bo01 | 08_CH | ZUESTA | building | Building | door_area_in_m2
2026-07-31 12:42:32 UTC | bo01_08_CH_ZUESTA | bo01 | 08_CH | ZUESTA | building | Building | set_heating_temperature_in_celsius | 20.5
2026-07-31 12:42:32 UTC | bo01_08_CH_ZUESTA | bo01 | 08_CH | ZUESTA | building | Building | set_cooling_temperature_in_celsius | 99
2026-07-31 12:42:32 UTC | bo01_08_CH_ZUESTA | bo01 | 08_CH | ZUESTA | building | Building | natural_ventilation_m3_per_h_per_person | 29
2026-07-31 12:42:32 UTC | bo01_08_CH_ZUESTA | bo01 | 08_CH | ZUESTA | building | Building | sia_natural_ventilation_m3_per_h_per_m2 | 0.6
2026-07-31 12:42:32 UTC | bo01_08_CH_ZUESTA | bo01 | 08_CH | ZUESTA | building | Building | swiss_infiltration_rate_per_h | 0.15
2026-07-31 12:42:32 UTC | bo01_08_CH_ZUESTA | bo01 | 08_CH | ZUESTA | building | Building | heating_demand_mode | iso13790
2026-07-31 12:42:32 UTC | bo01_08_CH_ZUESTA | bo01 | 08_CH | ZUESTA | building | Building | operative_heating_proportional_band_in_celsius | 1
2026-07-31 12:42:32 UTC | bo01_08_CH_ZUESTA | bo01 | 08_CH | ZUESTA | building | Building | operative_heating_proportional_gain | 1
2026-07-31 12:42:32 UTC | bo01_08_CH_ZUESTA | bo01 | 08_CH | ZUESTA | building | Building | control_comfort_lower_bound_shift_in_celsius
2026-07-31 12:42:32 UTC | bo01_08_CH_ZUESTA | bo01 | 08_CH | ZUESTA | building | Building | comfort_aware_seasonal_heating_gate | true
2026-07-31 12:42:32 UTC | bo01_08_CH_ZUESTA | bo01 | 08_CH | ZUESTA | component | StrictComfortDemandController | building_name | BUI1
2026-07-31 12:42:32 UTC | bo01_08_CH_ZUESTA | bo01 | 08_CH | ZUESTA | component | StrictComfortDemandController | name | StrictComfortDemandController
2026-07-31 12:42:32 UTC | bo01_08_CH_ZUESTA | bo01 | 08_CH | ZUESTA | component | StrictComfortDemandController | temperature_air_heating_in_celsius | 20.5
2026-07-31 12:42:32 UTC | bo01_08_CH_ZUESTA | bo01 | 08_CH | ZUESTA | component | StrictComfortDemandController | temperature_air_cooling_in_celsius | 24
2026-07-31 12:42:32 UTC | bo01_08_CH_ZUESTA | bo01 | 08_CH | ZUESTA | component | StrictComfortDemandController | offset | 0.5
2026-07-31 12:42:32 UTC | bo01_08_CH_ZUESTA | bo01 | 08_CH | ZUESTA | component | StrictComfortDemandController | mode | 2
2026-07-31 12:42:32 UTC | bo01_08_CH_ZUESTA | bo01 | 08_CH | ZUESTA | component | StrictComfortDemandController | use_adaptive_comfort_band | true
2026-07-31 12:42:32 UTC | bo01_08_CH_ZUESTA | bo01 | 08_CH | ZUESTA | component | StrictComfortDemandController | control_strategy | strict_comfort_band_v1
2026-07-31 12:42:32 UTC | bo01_08_CH_ZUESTA | bo01 | 08_CH | ZUESTA | component | StrictComfortDemandController | comfort_band_inner_offset_in_celsius | 0.5
2026-07-31 12:42:32 UTC | bo01_08_CH_ZUESTA | bo01 | 08_CH | ZUESTA | component | StrictComfortDemandController | comfort_band_inner_offset_lower_in_celsius | 1
2026-07-31 12:42:32 UTC | bo01_08_CH_ZUESTA | bo01 | 08_CH | ZUESTA | component | StrictComfortDemandController | comfort_band_inner_offset_upper_in_celsius | 0.5
2026-07-31 12:42:32 UTC | bo01_08_CH_ZUESTA | bo01 | 08_CH | ZUESTA | component | StrictComfortDemandController | heating_disabled_above_running_mean_outdoor_temperature_in_celsius | 18
2026-07-31 12:42:32 UTC | bo01_08_CH_ZUESTA | bo01 | 08_CH | ZUESTA | component | StrictComfortDemandController | cooling_enabled_above_running_mean_outdoor_temperature_in_celsius | 99
2026-07-31 12:42:32 UTC | bo01_08_CH_ZUESTA | bo01 | 08_CH | ZUESTA | component | ComfortBandHeatingDemand | building_name | BUI1
2026-07-31 12:42:32 UTC | bo01_08_CH_ZUESTA | bo01 | 08_CH | ZUESTA | component | ComfortBandHeatingDemand | name | ComfortBandHeatingDemand
2026-07-31 12:42:32 UTC | bo01_08_CH_ZUESTA | bo01 | 08_CH | ZUESTA | component | ComfortBandHeatingDemand | max_heating_power_in_watt | 5754.87
2026-07-31 12:42:32 UTC | bo01_08_CH_ZUESTA | bo01 | 08_CH | ZUESTA | component | ComfortBandHeatingDemand | proportional_gain_in_watt_per_kelvin | 11509.7
2026-07-31 12:42:32 UTC | bo01_08_CH_ZUESTA | bo01 | 08_CH | ZUESTA | component | StrictComfortSetpointModifier | building_name | BUI1
2026-07-31 12:42:32 UTC | bo01_08_CH_ZUESTA | bo01 | 08_CH | ZUESTA | component | StrictComfortSetpointModifier | name | StrictComfortSetpointModifier
2026-07-31 12:42:32 UTC | bo01_08_CH_ZUESTA | bo01 | 08_CH | ZUESTA | component | StrictComfortSetpointModifier | base_heating_setpoint_in_celsius | 20.5
2026-07-31 12:42:32 UTC | bo01_08_CH_ZUESTA | bo01 | 08_CH | ZUESTA | component | StrictComfortSetpointModifier | recovery_gain | 5
2026-07-31 12:42:32 UTC | bo01_08_CH_ZUESTA | bo01 | 08_CH | ZUESTA | component | StrictComfortSetpointModifier | max_recovery_boost_in_celsius | 5
2026-07-31 12:42:32 UTC | bo01_08_CH_ZUESTA | bo01 | 08_CH | ZUESTA | component | StrictComfortSetpointModifier | clamp_min_modifier_in_celsius
2026-07-31 12:42:32 UTC | bo01_08_CH_ZUESTA | bo01 | 08_CH | ZUESTA | component | StrictComfortSetpointModifier | clamp_max_modifier_in_celsius | 15
2026-07-31 12:42:32 UTC | bo01_08_CH_ZUESTA | bo01 | 08_CH | ZUESTA | component | HeatDistributionController | building_name | BUI1
2026-07-31 12:42:32 UTC | bo01_08_CH_ZUESTA | bo01 | 08_CH | ZUESTA | component | HeatDistributionController | name | HeatDistributionController
2026-07-31 12:42:32 UTC | bo01_08_CH_ZUESTA | bo01 | 08_CH | ZUESTA | component | HeatDistributionController | heating_system | HeatDistributionSystemType.FLOORHEATING
2026-07-31 12:42:32 UTC | bo01_08_CH_ZUESTA | bo01 | 08_CH | ZUESTA | component | HeatDistributionController | set_heating_threshold_outside_temperature_in_celsius | 16
2026-07-31 12:42:32 UTC | bo01_08_CH_ZUESTA | bo01 | 08_CH | ZUESTA | component | HeatDistributionController | heating_reference_temperature_in_celsius | -8
2026-07-31 12:42:32 UTC | bo01_08_CH_ZUESTA | bo01 | 08_CH | ZUESTA | component | HeatDistributionController | set_heating_temperature_for_building_in_celsius | 20.5
2026-07-31 12:42:32 UTC | bo01_08_CH_ZUESTA | bo01 | 08_CH | ZUESTA | component | HeatDistributionController | set_cooling_temperature_for_building_in_celsius | 99
2026-07-31 12:42:32 UTC | bo01_08_CH_ZUESTA | bo01 | 08_CH | ZUESTA | component | HeatDistributionController | heating_load_of_building_in_watt | 5754.87
2026-07-31 12:42:32 UTC | bo01_08_CH_ZUESTA | bo01 | 08_CH | ZUESTA | heat_distribution | HeatDistributionSystem | absolute_conditioned_floor_area_in_m2 | 201
2026-07-31 12:42:32 UTC | bo01_08_CH_ZUESTA | bo01 | 08_CH | ZUESTA | thermal_storage | SimpleHotWaterStorage | volume_heating_water_storage_in_liter | 287.7
2026-07-31 12:42:32 UTC | bo01_08_CH_ZUESTA | bo01 | 08_CH | ZUESTA | component | BufferRemainingCapacity60C | building_name | BUI1
2026-07-31 12:42:32 UTC | bo01_08_CH_ZUESTA | bo01 | 08_CH | ZUESTA | component | BufferRemainingCapacity60C | name | BufferRemainingCapacity60C
2026-07-31 12:42:32 UTC | bo01_08_CH_ZUESTA | bo01 | 08_CH | ZUESTA | component | BufferRemainingCapacity60C | volume_heating_water_storage_in_liter | 287.7
2026-07-31 12:42:32 UTC | bo01_08_CH_ZUESTA | bo01 | 08_CH | ZUESTA | component | BufferRemainingCapacity60C | max_temperature_in_celsius | 6
2026-07-31 12:42:32 UTC | bo01_08_CH_ZUESTA | bo01 | 08_CH | ZUESTA | component | BufferRemainingCapacity60C | water_density_kg_per_liter | 0.992
2026-07-31 12:42:32 UTC | bo01_08_CH_ZUESTA | bo01 | 08_CH | ZUESTA | component | BufferRemainingCapacity60C | water_specific_heat_capacity_j_per_kg_per_k | 4180
2026-07-31 12:42:32 UTC | bo01_08_CH_ZUESTA | bo01 | 08_CH | ZUESTA | component | OilBoilerController | building_name | BUI1
2026-07-31 12:42:32 UTC | bo01_08_CH_ZUESTA | bo01 | 08_CH | ZUESTA | component | OilBoilerController | name | OilBoilerController
2026-07-31 12:42:32 UTC | bo01_08_CH_ZUESTA | bo01 | 08_CH | ZUESTA | component | OilBoilerController | is_modulating | true
2026-07-31 12:42:32 UTC | bo01_08_CH_ZUESTA | bo01 | 08_CH | ZUESTA | component | OilBoilerController | set_heating_threshold_outside_temperature_in_celsius | 16
2026-07-31 12:42:32 UTC | bo01_08_CH_ZUESTA | bo01 | 08_CH | ZUESTA | component | OilBoilerController | minimal_thermal_power_in_watt | 0
2026-07-31 12:42:32 UTC | bo01_08_CH_ZUESTA | bo01 | 08_CH | ZUESTA | component | OilBoilerController | maximal_thermal_power_in_watt | 4100
2026-07-31 12:42:32 UTC | bo01_08_CH_ZUESTA | bo01 | 08_CH | ZUESTA | component | OilBoilerController | set_temperature_difference_for_full_power | 5
2026-07-31 12:42:32 UTC | bo01_08_CH_ZUESTA | bo01 | 08_CH | ZUESTA | component | OilBoilerController | minimum_runtime_in_seconds | 1800
2026-07-31 12:42:32 UTC | bo01_08_CH_ZUESTA | bo01 | 08_CH | ZUESTA | component | OilBoilerController | minimum_resting_time_in_seconds | 1800
2026-07-31 12:42:32 UTC | bo01_08_CH_ZUESTA | bo01 | 08_CH | ZUESTA | component | OilBoilerController | with_domestic_hot_water_preparation | true
2026-07-31 12:42:32 UTC | bo01_08_CH_ZUESTA | bo01 | 08_CH | ZUESTA | component | OilBoilerController | secondary_mode | false
2026-07-31 12:42:32 UTC | bo01_08_CH_ZUESTA | bo01 | 08_CH | ZUESTA | component | OilBoilerController | hysteresis_water_temperature_offset | 10
2026-07-31 12:42:32 UTC | bo01_08_CH_ZUESTA | bo01 | 08_CH | ZUESTA | component | OilBoilerController | seasonal_modulation_minimum_enabled | false
2026-07-31 12:42:32 UTC | bo01_08_CH_ZUESTA | bo01 | 08_CH | ZUESTA | component | OilBoilerController | winter_modulation_minimum_thermal_power_in_watt
2026-07-31 12:42:32 UTC | bo01_08_CH_ZUESTA | bo01 | 08_CH | ZUESTA | component | OilBoilerController | summer_modulation_minimum_thermal_power_in_watt
2026-07-31 12:42:32 UTC | bo01_08_CH_ZUESTA | bo01 | 08_CH | ZUESTA | component | OilBoilerController | summer_modulation_daily_avg_outdoor_temperature_threshold_celsius | 16
2026-07-31 12:42:32 UTC | bo01_08_CH_ZUESTA | bo01 | 08_CH | ZUESTA | heat_generator | OilBoiler | minimal_thermal_power_in_watt | 0
2026-07-31 12:42:32 UTC | bo01_08_CH_ZUESTA | bo01 | 08_CH | ZUESTA | heat_generator | OilBoiler | maximal_thermal_power_in_watt | 4100
2026-07-31 12:42:32 UTC | bo01_08_CH_ZUESTA | bo01 | 08_CH | ZUESTA | heat_generator | OilBoiler | eff_th_min | 0.6
2026-07-31 12:42:32 UTC | bo01_08_CH_ZUESTA | bo01 | 08_CH | ZUESTA | heat_generator | OilBoiler | eff_th_max | 0.9
2026-07-31 12:42:32 UTC | bo01_08_CH_ZUESTA | bo01 | 08_CH | ZUESTA | heat_generator | OilBoiler | boiler_type | BoilerType.CONVENTIONAL
2026-07-31 12:42:32 UTC | bo01_08_CH_ZUESTA | bo01 | 08_CH | ZUESTA | heat_generator | OilBoiler | energy_carrier | LoadTypes.OIL
2026-07-31 12:42:32 UTC | bo01_08_CH_ZUESTA | bo01 | 08_CH | ZUESTA | component | FuelMeter | building_name | BUI1
2026-07-31 12:42:32 UTC | bo01_08_CH_ZUESTA | bo01 | 08_CH | ZUESTA | component | FuelMeter | name | FuelMeter
2026-07-31 12:42:32 UTC | bo01_08_CH_ZUESTA | bo01 | 08_CH | ZUESTA | component | FuelMeter | fuel_loadtype | LoadTypes.OIL
2026-07-31 12:42:32 UTC | bo01_08_CH_ZUESTA | bo01 | 08_CH | ZUESTA | component | FuelMeter | heating_value_of_fuel_in_kwh_per_liter | 9.822
2026-07-31 12:42:32 UTC | bo01_08_CH_ZUESTA | bo01 | 08_CH | ZUESTA | component | FuelMeter | fuel_density_in_kg_per_m3 | 83
2026-07-31 12:42:32 UTC | bo01_08_CH_ZUESTA | bo01 | 08_CH | ZUESTA | component | HeatGeneratorTotalThermalPower | building_name | BUI1
2026-07-31 12:42:32 UTC | bo01_08_CH_ZUESTA | bo01 | 08_CH | ZUESTA | component | HeatGeneratorTotalThermalPower | name | HeatGeneratorTotalThermalPower
2026-07-31 12:42:32 UTC | bo01_08_CH_ZUESTA | bo01 | 08_CH | ZUESTA | component | HeatGeneratorTotalThermalPower | loadtype | LoadTypes.ANY
2026-07-31 12:42:32 UTC | bo01_08_CH_ZUESTA | bo01 | 08_CH | ZUESTA | component | HeatGeneratorTotalThermalPower | unit | Units.WATT
2026-07-31 12:42:32 UTC | bo01_08_CH_ZUESTA | bo01 | 08_CH | ZUESTA | component | HeatGeneratorPlantDhwThermalPower | building_name | BUI1
2026-07-31 12:42:32 UTC | bo01_08_CH_ZUESTA | bo01 | 08_CH | ZUESTA | component | HeatGeneratorPlantDhwThermalPower | name | HeatGeneratorPlantDhwThermalPower
2026-07-31 12:42:32 UTC | bo01_08_CH_ZUESTA | bo01 | 08_CH | ZUESTA | component | HeatGeneratorPlantDhwThermalPower | loadtype | LoadTypes.ANY
2026-07-31 12:42:32 UTC | bo01_08_CH_ZUESTA | bo01 | 08_CH | ZUESTA | component | HeatGeneratorPlantDhwThermalPower | unit | Units.WATT
2026-07-31 12:42:32 UTC | bo01_08_CH_ZUESTA | bo01 | 08_CH | ZUESTA | component | SolarDhwThermalPower | building_name | BUI1
2026-07-31 12:42:32 UTC | bo01_08_CH_ZUESTA | bo01 | 08_CH | ZUESTA | component | SolarDhwThermalPower | name | SolarDhwThermalPower
2026-07-31 12:42:32 UTC | bo01_08_CH_ZUESTA | bo01 | 08_CH | ZUESTA | component | SolarDhwThermalPower | value_watt
2026-07-31 12:42:32 UTC | bo01_08_CH_ZUESTA | bo01 | 08_CH | ZUESTA | component | SolarDhwThermalPower | loadtype | LoadTypes.ANY
2026-07-31 12:42:32 UTC | bo01_08_CH_ZUESTA | bo01 | 08_CH | ZUESTA | component | SolarDhwThermalPower | unit | Units.WATT
2026-07-31 12:42:32 UTC | bo01_08_CH_ZUESTA | bo01 | 08_CH | ZUESTA | component | FlexibilityPotential | building_name | BUI1
2026-07-31 12:42:32 UTC | bo01_08_CH_ZUESTA | bo01 | 08_CH | ZUESTA | component | FlexibilityPotential | name | FlexibilityPotential
2026-07-31 12:42:32 UTC | bo01_08_CH_ZUESTA | bo01 | 08_CH | ZUESTA | component | FlexibilityPotential | fallback_heating_cop | 1
2026-07-31 12:42:32 UTC | bo01_08_CH_ZUESTA | bo01 | 08_CH | ZUESTA | component | FlexibilityPotential | fallback_cooling_eer
2026-07-31 12:42:32 UTC | bo01_09_CH_ZUESTA | bo01 | 09_CH | ZUESTA | simulation | SimulationParameters | year | 2050
2026-07-31 12:42:32 UTC | bo01_09_CH_ZUESTA | bo01 | 09_CH | ZUESTA | simulation | SimulationParameters | seconds_per_timestep | 9 | s
2026-07-31 12:42:32 UTC | bo01_09_CH_ZUESTA | bo01 | 09_CH | ZUESTA | simulation | SimulationParameters | country | CH
2026-07-31 12:42:32 UTC | bo01_09_CH_ZUESTA | bo01 | 09_CH | ZUESTA | cli | cli_overrides | ARCH | 09_CH
2026-07-31 12:42:32 UTC | bo01_09_CH_ZUESTA | bo01 | 09_CH | ZUESTA | cli | cli_overrides | WEATHER | ZUESTA
2026-07-31 12:42:32 UTC | bo01_09_CH_ZUESTA | bo01 | 09_CH | ZUESTA | cli | cli_overrides | TIME_HORIZON | future
2026-07-31 12:42:32 UTC | bo01_09_CH_ZUESTA | bo01 | 09_CH | ZUESTA | cli | cli_overrides | SCENARIO | none
2026-07-31 12:42:32 UTC | bo01_09_CH_ZUESTA | bo01 | 09_CH | ZUESTA | cli | cli_overrides | OCC | SIA2024
2026-07-31 12:42:32 UTC | bo01_09_CH_ZUESTA | bo01 | 09_CH | ZUESTA | cli | cli_overrides | HEATGEN_SIZING | IDEAL_LOOKUP
2026-07-31 12:42:32 UTC | bo01_09_CH_ZUESTA | bo01 | 09_CH | ZUESTA | cli | cli_overrides | HP_SHARE_OF_IDEAL | 0.8
2026-07-31 12:42:32 UTC | bo01_09_CH_ZUESTA | bo01 | 09_CH | ZUESTA | internal_loads | SIA2024Occupancy | conditioned_floor_area_in_m2 | 206
2026-07-31 12:42:32 UTC | bo01_09_CH_ZUESTA | bo01 | 09_CH | ZUESTA | internal_loads | SIA2024Occupancy | appliances_load_w_per_m2 | 1
2026-07-31 12:42:32 UTC | bo01_09_CH_ZUESTA | bo01 | 09_CH | ZUESTA | internal_loads | SIA2024Occupancy | lighting_load_w_per_m2 | 3
2026-07-31 12:42:32 UTC | bo01_09_CH_ZUESTA | bo01 | 09_CH | ZUESTA | internal_loads | SIA2024Occupancy | lighting_annual_full_load_hours | 846
2026-07-31 12:42:32 UTC | bo01_09_CH_ZUESTA | bo01 | 09_CH | ZUESTA | internal_loads | SIA2024Occupancy | appliances_yearly_utilization_per_month | 0.7995
2026-07-31 12:42:32 UTC | bo01_09_CH_ZUESTA | bo01 | 09_CH | ZUESTA | weather | Weather | source_path | C:\Users\het\HiSim\hisim\inputs\weather\custom_csv\Zurich\NABZUE_2060_RCP85_DRY.csv
2026-07-31 12:42:32 UTC | bo01_09_CH_ZUESTA | bo01 | 09_CH | ZUESTA | weather | Weather | location | Zurich
2026-07-31 12:42:32 UTC | bo01_09_CH_ZUESTA | bo01 | 09_CH | ZUESTA | weather | Weather | name | Weather
2026-07-31 12:42:32 UTC | bo01_09_CH_ZUESTA | bo01 | 09_CH | ZUESTA | component | ElectricityMeter | building_name | BUI1
2026-07-31 12:42:32 UTC | bo01_09_CH_ZUESTA | bo01 | 09_CH | ZUESTA | component | ElectricityMeter | name | ElectricityMeter
2026-07-31 12:42:32 UTC | bo01_09_CH_ZUESTA | bo01 | 09_CH | ZUESTA | building | Building | building_name | 2011_2019
2026-07-31 12:42:32 UTC | bo01_09_CH_ZUESTA | bo01 | 09_CH | ZUESTA | building | Building | building_code | AT.N.SFH.08.Gen.ReEx.001.002
2026-07-31 12:42:32 UTC | bo01_09_CH_ZUESTA | bo01 | 09_CH | ZUESTA | building | Building | building_heat_capacity_class | heavy
2026-07-31 12:42:32 UTC | bo01_09_CH_ZUESTA | bo01 | 09_CH | ZUESTA | building | Building | absolute_conditioned_floor_area_in_m2 | 206
2026-07-31 12:42:32 UTC | bo01_09_CH_ZUESTA | bo01 | 09_CH | ZUESTA | building | Building | heating_reference_temperature_in_celsius | -8
2026-07-31 12:42:32 UTC | bo01_09_CH_ZUESTA | bo01 | 09_CH | ZUESTA | building | Building | floor_u_value_in_watt_per_m2_per_kelvin | 0.21
2026-07-31 12:42:32 UTC | bo01_09_CH_ZUESTA | bo01 | 09_CH | ZUESTA | building | Building | floor_area_in_m2 | 93.9
2026-07-31 12:42:32 UTC | bo01_09_CH_ZUESTA | bo01 | 09_CH | ZUESTA | building | Building | facade_u_value_in_watt_per_m2_per_kelvin | 0.17
2026-07-31 12:42:32 UTC | bo01_09_CH_ZUESTA | bo01 | 09_CH | ZUESTA | building | Building | facade_area_in_m2 | 180.6
2026-07-31 12:42:32 UTC | bo01_09_CH_ZUESTA | bo01 | 09_CH | ZUESTA | building | Building | roof_u_value_in_watt_per_m2_per_kelvin | 0.17
2026-07-31 12:42:32 UTC | bo01_09_CH_ZUESTA | bo01 | 09_CH | ZUESTA | building | Building | roof_area_in_m2 | 100.3
2026-07-31 12:42:32 UTC | bo01_09_CH_ZUESTA | bo01 | 09_CH | ZUESTA | building | Building | window_u_value_in_watt_per_m2_per_kelvin | 1
2026-07-31 12:42:32 UTC | bo01_09_CH_ZUESTA | bo01 | 09_CH | ZUESTA | building | Building | window_area_in_m2 | 37.3
2026-07-31 12:42:32 UTC | bo01_09_CH_ZUESTA | bo01 | 09_CH | ZUESTA | building | Building | door_u_value_in_watt_per_m2_per_kelvin
2026-07-31 12:42:32 UTC | bo01_09_CH_ZUESTA | bo01 | 09_CH | ZUESTA | building | Building | door_area_in_m2
2026-07-31 12:42:32 UTC | bo01_09_CH_ZUESTA | bo01 | 09_CH | ZUESTA | building | Building | set_heating_temperature_in_celsius | 20.5
2026-07-31 12:42:32 UTC | bo01_09_CH_ZUESTA | bo01 | 09_CH | ZUESTA | building | Building | set_cooling_temperature_in_celsius | 99
2026-07-31 12:42:32 UTC | bo01_09_CH_ZUESTA | bo01 | 09_CH | ZUESTA | building | Building | natural_ventilation_m3_per_h_per_person | 29
2026-07-31 12:42:32 UTC | bo01_09_CH_ZUESTA | bo01 | 09_CH | ZUESTA | building | Building | sia_natural_ventilation_m3_per_h_per_m2 | 0.6
2026-07-31 12:42:32 UTC | bo01_09_CH_ZUESTA | bo01 | 09_CH | ZUESTA | building | Building | swiss_infiltration_rate_per_h | 0.15
2026-07-31 12:42:32 UTC | bo01_09_CH_ZUESTA | bo01 | 09_CH | ZUESTA | building | Building | heating_demand_mode | iso13790
2026-07-31 12:42:32 UTC | bo01_09_CH_ZUESTA | bo01 | 09_CH | ZUESTA | building | Building | operative_heating_proportional_band_in_celsius | 1
2026-07-31 12:42:32 UTC | bo01_09_CH_ZUESTA | bo01 | 09_CH | ZUESTA | building | Building | operative_heating_proportional_gain | 1
2026-07-31 12:42:32 UTC | bo01_09_CH_ZUESTA | bo01 | 09_CH | ZUESTA | building | Building | control_comfort_lower_bound_shift_in_celsius
2026-07-31 12:42:32 UTC | bo01_09_CH_ZUESTA | bo01 | 09_CH | ZUESTA | building | Building | comfort_aware_seasonal_heating_gate | true
2026-07-31 12:42:32 UTC | bo01_09_CH_ZUESTA | bo01 | 09_CH | ZUESTA | component | StrictComfortDemandController | building_name | BUI1
2026-07-31 12:42:32 UTC | bo01_09_CH_ZUESTA | bo01 | 09_CH | ZUESTA | component | StrictComfortDemandController | name | StrictComfortDemandController
2026-07-31 12:42:32 UTC | bo01_09_CH_ZUESTA | bo01 | 09_CH | ZUESTA | component | StrictComfortDemandController | temperature_air_heating_in_celsius | 20.5
2026-07-31 12:42:32 UTC | bo01_09_CH_ZUESTA | bo01 | 09_CH | ZUESTA | component | StrictComfortDemandController | temperature_air_cooling_in_celsius | 24
2026-07-31 12:42:32 UTC | bo01_09_CH_ZUESTA | bo01 | 09_CH | ZUESTA | component | StrictComfortDemandController | offset | 0.5
2026-07-31 12:42:32 UTC | bo01_09_CH_ZUESTA | bo01 | 09_CH | ZUESTA | component | StrictComfortDemandController | mode | 2
2026-07-31 12:42:32 UTC | bo01_09_CH_ZUESTA | bo01 | 09_CH | ZUESTA | component | StrictComfortDemandController | use_adaptive_comfort_band | true
2026-07-31 12:42:32 UTC | bo01_09_CH_ZUESTA | bo01 | 09_CH | ZUESTA | component | StrictComfortDemandController | control_strategy | strict_comfort_band_v1
2026-07-31 12:42:32 UTC | bo01_09_CH_ZUESTA | bo01 | 09_CH | ZUESTA | component | StrictComfortDemandController | comfort_band_inner_offset_in_celsius | 0.5
2026-07-31 12:42:32 UTC | bo01_09_CH_ZUESTA | bo01 | 09_CH | ZUESTA | component | StrictComfortDemandController | comfort_band_inner_offset_lower_in_celsius | 1
2026-07-31 12:42:32 UTC | bo01_09_CH_ZUESTA | bo01 | 09_CH | ZUESTA | component | StrictComfortDemandController | comfort_band_inner_offset_upper_in_celsius | 0.5
2026-07-31 12:42:32 UTC | bo01_09_CH_ZUESTA | bo01 | 09_CH | ZUESTA | component | StrictComfortDemandController | heating_disabled_above_running_mean_outdoor_temperature_in_celsius | 18
2026-07-31 12:42:32 UTC | bo01_09_CH_ZUESTA | bo01 | 09_CH | ZUESTA | component | StrictComfortDemandController | cooling_enabled_above_running_mean_outdoor_temperature_in_celsius | 99
2026-07-31 12:42:32 UTC | bo01_09_CH_ZUESTA | bo01 | 09_CH | ZUESTA | component | ComfortBandHeatingDemand | building_name | BUI1
2026-07-31 12:42:32 UTC | bo01_09_CH_ZUESTA | bo01 | 09_CH | ZUESTA | component | ComfortBandHeatingDemand | name | ComfortBandHeatingDemand
2026-07-31 12:42:32 UTC | bo01_09_CH_ZUESTA | bo01 | 09_CH | ZUESTA | component | ComfortBandHeatingDemand | max_heating_power_in_watt | 4948.09
2026-07-31 12:42:32 UTC | bo01_09_CH_ZUESTA | bo01 | 09_CH | ZUESTA | component | ComfortBandHeatingDemand | proportional_gain_in_watt_per_kelvin | 9896.18
2026-07-31 12:42:32 UTC | bo01_09_CH_ZUESTA | bo01 | 09_CH | ZUESTA | component | StrictComfortSetpointModifier | building_name | BUI1
2026-07-31 12:42:32 UTC | bo01_09_CH_ZUESTA | bo01 | 09_CH | ZUESTA | component | StrictComfortSetpointModifier | name | StrictComfortSetpointModifier
2026-07-31 12:42:32 UTC | bo01_09_CH_ZUESTA | bo01 | 09_CH | ZUESTA | component | StrictComfortSetpointModifier | base_heating_setpoint_in_celsius | 20.5
2026-07-31 12:42:32 UTC | bo01_09_CH_ZUESTA | bo01 | 09_CH | ZUESTA | component | StrictComfortSetpointModifier | recovery_gain | 5
2026-07-31 12:42:32 UTC | bo01_09_CH_ZUESTA | bo01 | 09_CH | ZUESTA | component | StrictComfortSetpointModifier | max_recovery_boost_in_celsius | 5
2026-07-31 12:42:32 UTC | bo01_09_CH_ZUESTA | bo01 | 09_CH | ZUESTA | component | StrictComfortSetpointModifier | clamp_min_modifier_in_celsius
2026-07-31 12:42:32 UTC | bo01_09_CH_ZUESTA | bo01 | 09_CH | ZUESTA | component | StrictComfortSetpointModifier | clamp_max_modifier_in_celsius | 15
2026-07-31 12:42:32 UTC | bo01_09_CH_ZUESTA | bo01 | 09_CH | ZUESTA | component | HeatDistributionController | building_name | BUI1
2026-07-31 12:42:32 UTC | bo01_09_CH_ZUESTA | bo01 | 09_CH | ZUESTA | component | HeatDistributionController | name | HeatDistributionController
2026-07-31 12:42:32 UTC | bo01_09_CH_ZUESTA | bo01 | 09_CH | ZUESTA | component | HeatDistributionController | heating_system | HeatDistributionSystemType.FLOORHEATING
2026-07-31 12:42:32 UTC | bo01_09_CH_ZUESTA | bo01 | 09_CH | ZUESTA | component | HeatDistributionController | set_heating_threshold_outside_temperature_in_celsius | 16
2026-07-31 12:42:32 UTC | bo01_09_CH_ZUESTA | bo01 | 09_CH | ZUESTA | component | HeatDistributionController | heating_reference_temperature_in_celsius | -8
2026-07-31 12:42:32 UTC | bo01_09_CH_ZUESTA | bo01 | 09_CH | ZUESTA | component | HeatDistributionController | set_heating_temperature_for_building_in_celsius | 20.5
2026-07-31 12:42:32 UTC | bo01_09_CH_ZUESTA | bo01 | 09_CH | ZUESTA | component | HeatDistributionController | set_cooling_temperature_for_building_in_celsius | 99
2026-07-31 12:42:32 UTC | bo01_09_CH_ZUESTA | bo01 | 09_CH | ZUESTA | component | HeatDistributionController | heating_load_of_building_in_watt | 4948.09
2026-07-31 12:42:32 UTC | bo01_09_CH_ZUESTA | bo01 | 09_CH | ZUESTA | heat_distribution | HeatDistributionSystem | absolute_conditioned_floor_area_in_m2 | 206
2026-07-31 12:42:32 UTC | bo01_09_CH_ZUESTA | bo01 | 09_CH | ZUESTA | thermal_storage | SimpleHotWaterStorage | volume_heating_water_storage_in_liter | 247.4
2026-07-31 12:42:32 UTC | bo01_09_CH_ZUESTA | bo01 | 09_CH | ZUESTA | component | BufferRemainingCapacity60C | building_name | BUI1
2026-07-31 12:42:32 UTC | bo01_09_CH_ZUESTA | bo01 | 09_CH | ZUESTA | component | BufferRemainingCapacity60C | name | BufferRemainingCapacity60C
2026-07-31 12:42:32 UTC | bo01_09_CH_ZUESTA | bo01 | 09_CH | ZUESTA | component | BufferRemainingCapacity60C | volume_heating_water_storage_in_liter | 247.4
2026-07-31 12:42:32 UTC | bo01_09_CH_ZUESTA | bo01 | 09_CH | ZUESTA | component | BufferRemainingCapacity60C | max_temperature_in_celsius | 6
2026-07-31 12:42:32 UTC | bo01_09_CH_ZUESTA | bo01 | 09_CH | ZUESTA | component | BufferRemainingCapacity60C | water_density_kg_per_liter | 0.992
2026-07-31 12:42:32 UTC | bo01_09_CH_ZUESTA | bo01 | 09_CH | ZUESTA | component | BufferRemainingCapacity60C | water_specific_heat_capacity_j_per_kg_per_k | 4180
2026-07-31 12:42:32 UTC | bo01_09_CH_ZUESTA | bo01 | 09_CH | ZUESTA | component | OilBoilerController | building_name | BUI1
2026-07-31 12:42:32 UTC | bo01_09_CH_ZUESTA | bo01 | 09_CH | ZUESTA | component | OilBoilerController | name | OilBoilerController
2026-07-31 12:42:32 UTC | bo01_09_CH_ZUESTA | bo01 | 09_CH | ZUESTA | component | OilBoilerController | is_modulating | true
2026-07-31 12:42:32 UTC | bo01_09_CH_ZUESTA | bo01 | 09_CH | ZUESTA | component | OilBoilerController | set_heating_threshold_outside_temperature_in_celsius | 16
2026-07-31 12:42:32 UTC | bo01_09_CH_ZUESTA | bo01 | 09_CH | ZUESTA | component | OilBoilerController | minimal_thermal_power_in_watt | 0
2026-07-31 12:42:32 UTC | bo01_09_CH_ZUESTA | bo01 | 09_CH | ZUESTA | component | OilBoilerController | maximal_thermal_power_in_watt | 2630
2026-07-31 12:42:32 UTC | bo01_09_CH_ZUESTA | bo01 | 09_CH | ZUESTA | component | OilBoilerController | set_temperature_difference_for_full_power | 5
2026-07-31 12:42:32 UTC | bo01_09_CH_ZUESTA | bo01 | 09_CH | ZUESTA | component | OilBoilerController | minimum_runtime_in_seconds | 1800
2026-07-31 12:42:32 UTC | bo01_09_CH_ZUESTA | bo01 | 09_CH | ZUESTA | component | OilBoilerController | minimum_resting_time_in_seconds | 1800
2026-07-31 12:42:32 UTC | bo01_09_CH_ZUESTA | bo01 | 09_CH | ZUESTA | component | OilBoilerController | with_domestic_hot_water_preparation | true
2026-07-31 12:42:32 UTC | bo01_09_CH_ZUESTA | bo01 | 09_CH | ZUESTA | component | OilBoilerController | secondary_mode | false
2026-07-31 12:42:32 UTC | bo01_09_CH_ZUESTA | bo01 | 09_CH | ZUESTA | component | OilBoilerController | hysteresis_water_temperature_offset | 10
2026-07-31 12:42:32 UTC | bo01_09_CH_ZUESTA | bo01 | 09_CH | ZUESTA | component | OilBoilerController | seasonal_modulation_minimum_enabled | false
2026-07-31 12:42:32 UTC | bo01_09_CH_ZUESTA | bo01 | 09_CH | ZUESTA | component | OilBoilerController | winter_modulation_minimum_thermal_power_in_watt
2026-07-31 12:42:32 UTC | bo01_09_CH_ZUESTA | bo01 | 09_CH | ZUESTA | component | OilBoilerController | summer_modulation_minimum_thermal_power_in_watt
2026-07-31 12:42:32 UTC | bo01_09_CH_ZUESTA | bo01 | 09_CH | ZUESTA | component | OilBoilerController | summer_modulation_daily_avg_outdoor_temperature_threshold_celsius | 16
2026-07-31 12:42:32 UTC | bo01_09_CH_ZUESTA | bo01 | 09_CH | ZUESTA | heat_generator | OilBoiler | minimal_thermal_power_in_watt | 0
2026-07-31 12:42:32 UTC | bo01_09_CH_ZUESTA | bo01 | 09_CH | ZUESTA | heat_generator | OilBoiler | maximal_thermal_power_in_watt | 2630
2026-07-31 12:42:32 UTC | bo01_09_CH_ZUESTA | bo01 | 09_CH | ZUESTA | heat_generator | OilBoiler | eff_th_min | 0.6
2026-07-31 12:42:32 UTC | bo01_09_CH_ZUESTA | bo01 | 09_CH | ZUESTA | heat_generator | OilBoiler | eff_th_max | 0.9
2026-07-31 12:42:32 UTC | bo01_09_CH_ZUESTA | bo01 | 09_CH | ZUESTA | heat_generator | OilBoiler | boiler_type | BoilerType.CONVENTIONAL
2026-07-31 12:42:32 UTC | bo01_09_CH_ZUESTA | bo01 | 09_CH | ZUESTA | heat_generator | OilBoiler | energy_carrier | LoadTypes.OIL
2026-07-31 12:42:32 UTC | bo01_09_CH_ZUESTA | bo01 | 09_CH | ZUESTA | component | FuelMeter | building_name | BUI1
2026-07-31 12:42:32 UTC | bo01_09_CH_ZUESTA | bo01 | 09_CH | ZUESTA | component | FuelMeter | name | FuelMeter
2026-07-31 12:42:32 UTC | bo01_09_CH_ZUESTA | bo01 | 09_CH | ZUESTA | component | FuelMeter | fuel_loadtype | LoadTypes.OIL
2026-07-31 12:42:32 UTC | bo01_09_CH_ZUESTA | bo01 | 09_CH | ZUESTA | component | FuelMeter | heating_value_of_fuel_in_kwh_per_liter | 9.822
2026-07-31 12:42:32 UTC | bo01_09_CH_ZUESTA | bo01 | 09_CH | ZUESTA | component | FuelMeter | fuel_density_in_kg_per_m3 | 83
2026-07-31 12:42:32 UTC | bo01_09_CH_ZUESTA | bo01 | 09_CH | ZUESTA | component | HeatGeneratorTotalThermalPower | building_name | BUI1
2026-07-31 12:42:32 UTC | bo01_09_CH_ZUESTA | bo01 | 09_CH | ZUESTA | component | HeatGeneratorTotalThermalPower | name | HeatGeneratorTotalThermalPower
2026-07-31 12:42:32 UTC | bo01_09_CH_ZUESTA | bo01 | 09_CH | ZUESTA | component | HeatGeneratorTotalThermalPower | loadtype | LoadTypes.ANY
2026-07-31 12:42:32 UTC | bo01_09_CH_ZUESTA | bo01 | 09_CH | ZUESTA | component | HeatGeneratorTotalThermalPower | unit | Units.WATT
2026-07-31 12:42:32 UTC | bo01_09_CH_ZUESTA | bo01 | 09_CH | ZUESTA | component | HeatGeneratorPlantDhwThermalPower | building_name | BUI1
2026-07-31 12:42:32 UTC | bo01_09_CH_ZUESTA | bo01 | 09_CH | ZUESTA | component | HeatGeneratorPlantDhwThermalPower | name | HeatGeneratorPlantDhwThermalPower
2026-07-31 12:42:32 UTC | bo01_09_CH_ZUESTA | bo01 | 09_CH | ZUESTA | component | HeatGeneratorPlantDhwThermalPower | loadtype | LoadTypes.ANY
2026-07-31 12:42:32 UTC | bo01_09_CH_ZUESTA | bo01 | 09_CH | ZUESTA | component | HeatGeneratorPlantDhwThermalPower | unit | Units.WATT
2026-07-31 12:42:32 UTC | bo01_09_CH_ZUESTA | bo01 | 09_CH | ZUESTA | component | SolarDhwThermalPower | building_name | BUI1
2026-07-31 12:42:32 UTC | bo01_09_CH_ZUESTA | bo01 | 09_CH | ZUESTA | component | SolarDhwThermalPower | name | SolarDhwThermalPower
2026-07-31 12:42:32 UTC | bo01_09_CH_ZUESTA | bo01 | 09_CH | ZUESTA | component | SolarDhwThermalPower | value_watt
2026-07-31 12:42:32 UTC | bo01_09_CH_ZUESTA | bo01 | 09_CH | ZUESTA | component | SolarDhwThermalPower | loadtype | LoadTypes.ANY
2026-07-31 12:42:32 UTC | bo01_09_CH_ZUESTA | bo01 | 09_CH | ZUESTA | component | SolarDhwThermalPower | unit | Units.WATT
2026-07-31 12:42:32 UTC | bo01_09_CH_ZUESTA | bo01 | 09_CH | ZUESTA | component | FlexibilityPotential | building_name | BUI1
2026-07-31 12:42:32 UTC | bo01_09_CH_ZUESTA | bo01 | 09_CH | ZUESTA | component | FlexibilityPotential | name | FlexibilityPotential
2026-07-31 12:42:32 UTC | bo01_09_CH_ZUESTA | bo01 | 09_CH | ZUESTA | component | FlexibilityPotential | fallback_heating_cop | 1
2026-07-31 12:42:32 UTC | bo01_09_CH_ZUESTA | bo01 | 09_CH | ZUESTA | component | FlexibilityPotential | fallback_cooling_eer
2026-07-31 12:42:32 UTC | bo02_01_CH_ZUESTA | bo02 | 01_CH | ZUESTA | simulation | SimulationParameters | year | 2050
2026-07-31 12:42:32 UTC | bo02_01_CH_ZUESTA | bo02 | 01_CH | ZUESTA | simulation | SimulationParameters | seconds_per_timestep | 9 | s
2026-07-31 12:42:32 UTC | bo02_01_CH_ZUESTA | bo02 | 01_CH | ZUESTA | simulation | SimulationParameters | country | CH
2026-07-31 12:42:32 UTC | bo02_01_CH_ZUESTA | bo02 | 01_CH | ZUESTA | cli | cli_overrides | ARCH | 01_CH
2026-07-31 12:42:32 UTC | bo02_01_CH_ZUESTA | bo02 | 01_CH | ZUESTA | cli | cli_overrides | WEATHER | ZUESTA
2026-07-31 12:42:32 UTC | bo02_01_CH_ZUESTA | bo02 | 01_CH | ZUESTA | cli | cli_overrides | TIME_HORIZON | future
2026-07-31 12:42:32 UTC | bo02_01_CH_ZUESTA | bo02 | 01_CH | ZUESTA | cli | cli_overrides | SCENARIO | none
2026-07-31 12:42:32 UTC | bo02_01_CH_ZUESTA | bo02 | 01_CH | ZUESTA | cli | cli_overrides | OCC | SIA2024
2026-07-31 12:42:32 UTC | bo02_01_CH_ZUESTA | bo02 | 01_CH | ZUESTA | cli | cli_overrides | HEATGEN_SIZING | IDEAL_LOOKUP
2026-07-31 12:42:32 UTC | bo02_01_CH_ZUESTA | bo02 | 01_CH | ZUESTA | cli | cli_overrides | HP_SHARE_OF_IDEAL | 0.8
2026-07-31 12:42:32 UTC | bo02_01_CH_ZUESTA | bo02 | 01_CH | ZUESTA | internal_loads | SIA2024Occupancy | conditioned_floor_area_in_m2 | 223
2026-07-31 12:42:32 UTC | bo02_01_CH_ZUESTA | bo02 | 01_CH | ZUESTA | internal_loads | SIA2024Occupancy | appliances_load_w_per_m2 | 1
2026-07-31 12:42:32 UTC | bo02_01_CH_ZUESTA | bo02 | 01_CH | ZUESTA | internal_loads | SIA2024Occupancy | lighting_load_w_per_m2 | 3
2026-07-31 12:42:32 UTC | bo02_01_CH_ZUESTA | bo02 | 01_CH | ZUESTA | internal_loads | SIA2024Occupancy | lighting_annual_full_load_hours | 846
2026-07-31 12:42:32 UTC | bo02_01_CH_ZUESTA | bo02 | 01_CH | ZUESTA | internal_loads | SIA2024Occupancy | appliances_yearly_utilization_per_month | 0.7995
2026-07-31 12:42:32 UTC | bo02_01_CH_ZUESTA | bo02 | 01_CH | ZUESTA | weather | Weather | source_path | C:\Users\het\HiSim\hisim\inputs\weather\custom_csv\Zurich\NABZUE_2060_RCP85_DRY.csv
2026-07-31 12:42:32 UTC | bo02_01_CH_ZUESTA | bo02 | 01_CH | ZUESTA | weather | Weather | location | Zurich
2026-07-31 12:42:32 UTC | bo02_01_CH_ZUESTA | bo02 | 01_CH | ZUESTA | weather | Weather | name | Weather
2026-07-31 12:42:32 UTC | bo02_01_CH_ZUESTA | bo02 | 01_CH | ZUESTA | component | ElectricityMeter | building_name | BUI1
2026-07-31 12:42:32 UTC | bo02_01_CH_ZUESTA | bo02 | 01_CH | ZUESTA | component | ElectricityMeter | name | ElectricityMeter
2026-07-31 12:42:32 UTC | bo02_01_CH_ZUESTA | bo02 | 01_CH | ZUESTA | building | Building | building_name | 0_1918
2026-07-31 12:42:32 UTC | bo02_01_CH_ZUESTA | bo02 | 01_CH | ZUESTA | building | Building | building_code | AT.N.SFH.01.Gen.ReEx.001.002
2026-07-31 12:42:32 UTC | bo02_01_CH_ZUESTA | bo02 | 01_CH | ZUESTA | building | Building | building_heat_capacity_class | heavy
2026-07-31 12:42:32 UTC | bo02_01_CH_ZUESTA | bo02 | 01_CH | ZUESTA | building | Building | absolute_conditioned_floor_area_in_m2 | 223
2026-07-31 12:42:32 UTC | bo02_01_CH_ZUESTA | bo02 | 01_CH | ZUESTA | building | Building | heating_reference_temperature_in_celsius | -8
2026-07-31 12:42:32 UTC | bo02_01_CH_ZUESTA | bo02 | 01_CH | ZUESTA | building | Building | floor_u_value_in_watt_per_m2_per_kelvin | 0.9
2026-07-31 12:42:32 UTC | bo02_01_CH_ZUESTA | bo02 | 01_CH | ZUESTA | building | Building | floor_area_in_m2 | 95.9
2026-07-31 12:42:32 UTC | bo02_01_CH_ZUESTA | bo02 | 01_CH | ZUESTA | building | Building | facade_u_value_in_watt_per_m2_per_kelvin | 0.81
2026-07-31 12:42:32 UTC | bo02_01_CH_ZUESTA | bo02 | 01_CH | ZUESTA | building | Building | facade_area_in_m2 | 173.6
2026-07-31 12:42:32 UTC | bo02_01_CH_ZUESTA | bo02 | 01_CH | ZUESTA | building | Building | roof_u_value_in_watt_per_m2_per_kelvin | 0.46
2026-07-31 12:42:32 UTC | bo02_01_CH_ZUESTA | bo02 | 01_CH | ZUESTA | building | Building | roof_area_in_m2 | 108.7
2026-07-31 12:42:32 UTC | bo02_01_CH_ZUESTA | bo02 | 01_CH | ZUESTA | building | Building | window_u_value_in_watt_per_m2_per_kelvin | 2
2026-07-31 12:42:32 UTC | bo02_01_CH_ZUESTA | bo02 | 01_CH | ZUESTA | building | Building | window_area_in_m2 | 33.1
2026-07-31 12:42:32 UTC | bo02_01_CH_ZUESTA | bo02 | 01_CH | ZUESTA | building | Building | door_u_value_in_watt_per_m2_per_kelvin
2026-07-31 12:42:32 UTC | bo02_01_CH_ZUESTA | bo02 | 01_CH | ZUESTA | building | Building | door_area_in_m2
2026-07-31 12:42:32 UTC | bo02_01_CH_ZUESTA | bo02 | 01_CH | ZUESTA | building | Building | set_heating_temperature_in_celsius | 20.5
2026-07-31 12:42:32 UTC | bo02_01_CH_ZUESTA | bo02 | 01_CH | ZUESTA | building | Building | set_cooling_temperature_in_celsius | 25
2026-07-31 12:42:32 UTC | bo02_01_CH_ZUESTA | bo02 | 01_CH | ZUESTA | building | Building | natural_ventilation_m3_per_h_per_person | 29
2026-07-31 12:42:32 UTC | bo02_01_CH_ZUESTA | bo02 | 01_CH | ZUESTA | building | Building | sia_natural_ventilation_m3_per_h_per_m2 | 0.6
2026-07-31 12:42:32 UTC | bo02_01_CH_ZUESTA | bo02 | 01_CH | ZUESTA | building | Building | swiss_infiltration_rate_per_h | 0.3
2026-07-31 12:42:32 UTC | bo02_01_CH_ZUESTA | bo02 | 01_CH | ZUESTA | building | Building | heating_demand_mode | iso13790
2026-07-31 12:42:32 UTC | bo02_01_CH_ZUESTA | bo02 | 01_CH | ZUESTA | building | Building | operative_heating_proportional_band_in_celsius | 1
2026-07-31 12:42:32 UTC | bo02_01_CH_ZUESTA | bo02 | 01_CH | ZUESTA | building | Building | operative_heating_proportional_gain | 1
2026-07-31 12:42:32 UTC | bo02_01_CH_ZUESTA | bo02 | 01_CH | ZUESTA | building | Building | control_comfort_lower_bound_shift_in_celsius
2026-07-31 12:42:32 UTC | bo02_01_CH_ZUESTA | bo02 | 01_CH | ZUESTA | building | Building | comfort_aware_seasonal_heating_gate | true
2026-07-31 12:42:32 UTC | bo02_01_CH_ZUESTA | bo02 | 01_CH | ZUESTA | component | StrictComfortDemandController | building_name | BUI1
2026-07-31 12:42:32 UTC | bo02_01_CH_ZUESTA | bo02 | 01_CH | ZUESTA | component | StrictComfortDemandController | name | StrictComfortDemandController
2026-07-31 12:42:32 UTC | bo02_01_CH_ZUESTA | bo02 | 01_CH | ZUESTA | component | StrictComfortDemandController | temperature_air_heating_in_celsius | 20.5
2026-07-31 12:42:32 UTC | bo02_01_CH_ZUESTA | bo02 | 01_CH | ZUESTA | component | StrictComfortDemandController | temperature_air_cooling_in_celsius | 24
2026-07-31 12:42:32 UTC | bo02_01_CH_ZUESTA | bo02 | 01_CH | ZUESTA | component | StrictComfortDemandController | offset | 0.5
2026-07-31 12:42:32 UTC | bo02_01_CH_ZUESTA | bo02 | 01_CH | ZUESTA | component | StrictComfortDemandController | mode | 2
2026-07-31 12:42:32 UTC | bo02_01_CH_ZUESTA | bo02 | 01_CH | ZUESTA | component | StrictComfortDemandController | use_adaptive_comfort_band | true
2026-07-31 12:42:32 UTC | bo02_01_CH_ZUESTA | bo02 | 01_CH | ZUESTA | component | StrictComfortDemandController | control_strategy | strict_comfort_band_v1
2026-07-31 12:42:32 UTC | bo02_01_CH_ZUESTA | bo02 | 01_CH | ZUESTA | component | StrictComfortDemandController | comfort_band_inner_offset_in_celsius | 0.5
2026-07-31 12:42:32 UTC | bo02_01_CH_ZUESTA | bo02 | 01_CH | ZUESTA | component | StrictComfortDemandController | comfort_band_inner_offset_lower_in_celsius | 1
2026-07-31 12:42:32 UTC | bo02_01_CH_ZUESTA | bo02 | 01_CH | ZUESTA | component | StrictComfortDemandController | comfort_band_inner_offset_upper_in_celsius | 0.5
2026-07-31 12:42:32 UTC | bo02_01_CH_ZUESTA | bo02 | 01_CH | ZUESTA | component | StrictComfortDemandController | heating_disabled_above_running_mean_outdoor_temperature_in_celsius | 18
2026-07-31 12:42:32 UTC | bo02_01_CH_ZUESTA | bo02 | 01_CH | ZUESTA | component | StrictComfortDemandController | cooling_enabled_above_running_mean_outdoor_temperature_in_celsius | 22
2026-07-31 12:42:32 UTC | bo02_01_CH_ZUESTA | bo02 | 01_CH | ZUESTA | component | ComfortBandHeatingDemand | building_name | BUI1
2026-07-31 12:42:32 UTC | bo02_01_CH_ZUESTA | bo02 | 01_CH | ZUESTA | component | ComfortBandHeatingDemand | name | ComfortBandHeatingDemand
2026-07-31 12:42:32 UTC | bo02_01_CH_ZUESTA | bo02 | 01_CH | ZUESTA | component | ComfortBandHeatingDemand | max_heating_power_in_watt | 12075
2026-07-31 12:42:32 UTC | bo02_01_CH_ZUESTA | bo02 | 01_CH | ZUESTA | component | ComfortBandHeatingDemand | proportional_gain_in_watt_per_kelvin | 24150
2026-07-31 12:42:32 UTC | bo02_01_CH_ZUESTA | bo02 | 01_CH | ZUESTA | component | StrictComfortSetpointModifier | building_name | BUI1
2026-07-31 12:42:32 UTC | bo02_01_CH_ZUESTA | bo02 | 01_CH | ZUESTA | component | StrictComfortSetpointModifier | name | StrictComfortSetpointModifier
2026-07-31 12:42:32 UTC | bo02_01_CH_ZUESTA | bo02 | 01_CH | ZUESTA | component | StrictComfortSetpointModifier | base_heating_setpoint_in_celsius | 20.5
2026-07-31 12:42:32 UTC | bo02_01_CH_ZUESTA | bo02 | 01_CH | ZUESTA | component | StrictComfortSetpointModifier | recovery_gain | 5
2026-07-31 12:42:32 UTC | bo02_01_CH_ZUESTA | bo02 | 01_CH | ZUESTA | component | StrictComfortSetpointModifier | max_recovery_boost_in_celsius | 5
2026-07-31 12:42:32 UTC | bo02_01_CH_ZUESTA | bo02 | 01_CH | ZUESTA | component | StrictComfortSetpointModifier | clamp_min_modifier_in_celsius
2026-07-31 12:42:32 UTC | bo02_01_CH_ZUESTA | bo02 | 01_CH | ZUESTA | component | StrictComfortSetpointModifier | clamp_max_modifier_in_celsius | 15
2026-07-31 12:42:32 UTC | bo02_01_CH_ZUESTA | bo02 | 01_CH | ZUESTA | component | HeatDistributionController | building_name | BUI1
2026-07-31 12:42:32 UTC | bo02_01_CH_ZUESTA | bo02 | 01_CH | ZUESTA | component | HeatDistributionController | name | HeatDistributionController
2026-07-31 12:42:32 UTC | bo02_01_CH_ZUESTA | bo02 | 01_CH | ZUESTA | component | HeatDistributionController | heating_system | HeatDistributionSystemType.FLOORHEATING
2026-07-31 12:42:32 UTC | bo02_01_CH_ZUESTA | bo02 | 01_CH | ZUESTA | component | HeatDistributionController | set_heating_threshold_outside_temperature_in_celsius | 16
2026-07-31 12:42:32 UTC | bo02_01_CH_ZUESTA | bo02 | 01_CH | ZUESTA | component | HeatDistributionController | heating_reference_temperature_in_celsius | -8
2026-07-31 12:42:32 UTC | bo02_01_CH_ZUESTA | bo02 | 01_CH | ZUESTA | component | HeatDistributionController | set_heating_temperature_for_building_in_celsius | 20.5
2026-07-31 12:42:32 UTC | bo02_01_CH_ZUESTA | bo02 | 01_CH | ZUESTA | component | HeatDistributionController | set_cooling_temperature_for_building_in_celsius | 25
2026-07-31 12:42:32 UTC | bo02_01_CH_ZUESTA | bo02 | 01_CH | ZUESTA | component | HeatDistributionController | heating_load_of_building_in_watt | 12075
2026-07-31 12:42:32 UTC | bo02_01_CH_ZUESTA | bo02 | 01_CH | ZUESTA | heat_distribution | HeatDistributionSystem | absolute_conditioned_floor_area_in_m2 | 223
2026-07-31 12:42:32 UTC | bo02_01_CH_ZUESTA | bo02 | 01_CH | ZUESTA | component | SplitACController | building_name | BUI1
2026-07-31 12:42:32 UTC | bo02_01_CH_ZUESTA | bo02 | 01_CH | ZUESTA | component | SplitACController | name | SplitACController
2026-07-31 12:42:32 UTC | bo02_01_CH_ZUESTA | bo02 | 01_CH | ZUESTA | component | SplitACController | heating_set_temperature_deg_c
2026-07-31 12:42:32 UTC | bo02_01_CH_ZUESTA | bo02 | 01_CH | ZUESTA | component | SplitACController | cooling_set_temperature_deg_c | 25
2026-07-31 12:42:32 UTC | bo02_01_CH_ZUESTA | bo02 | 01_CH | ZUESTA | component | SplitACController | minimum_runtime_s | 1800
2026-07-31 12:42:32 UTC | bo02_01_CH_ZUESTA | bo02 | 01_CH | ZUESTA | component | SplitACController | minimum_idle_time_s | 900
2026-07-31 12:42:32 UTC | bo02_01_CH_ZUESTA | bo02 | 01_CH | ZUESTA | component | SplitACController | offset | 5
2026-07-31 12:42:32 UTC | bo02_01_CH_ZUESTA | bo02 | 01_CH | ZUESTA | component | SplitACController | temperature_difference_full_power_deg_c | 3
2026-07-31 12:42:32 UTC | bo02_01_CH_ZUESTA | bo02 | 01_CH | ZUESTA | component | SplitACController | minimum_modulation
2026-07-31 12:42:32 UTC | bo02_01_CH_ZUESTA | bo02 | 01_CH | ZUESTA | component | ComfortBandCoolingDemand | building_name | BUI1
2026-07-31 12:42:32 UTC | bo02_01_CH_ZUESTA | bo02 | 01_CH | ZUESTA | component | ComfortBandCoolingDemand | name | ComfortBandCoolingDemand
2026-07-31 12:42:32 UTC | bo02_01_CH_ZUESTA | bo02 | 01_CH | ZUESTA | component | ComfortBandCoolingDemand | max_cooling_power_in_watt | 1720
2026-07-31 12:42:32 UTC | bo02_01_CH_ZUESTA | bo02 | 01_CH | ZUESTA | component | ComfortBandCoolingDemand | proportional_gain_in_watt_per_kelvin | 4
2026-07-31 12:42:32 UTC | bo02_01_CH_ZUESTA | bo02 | 01_CH | ZUESTA | component | ComfortBandCoolingDemand | relaxation_factor | 0.55
2026-07-31 12:42:32 UTC | bo02_01_CH_ZUESTA | bo02 | 01_CH | ZUESTA | component | ComfortBandCoolingDemand | theoretical_blend | comfort_only
2026-07-31 12:42:32 UTC | bo02_01_CH_ZUESTA | bo02 | 01_CH | ZUESTA | component | SplitAC | building_name | BUI1
2026-07-31 12:42:32 UTC | bo02_01_CH_ZUESTA | bo02 | 01_CH | ZUESTA | component | SplitAC | name | SplitAC
2026-07-31 12:42:32 UTC | bo02_01_CH_ZUESTA | bo02 | 01_CH | ZUESTA | component | SplitAC | manufacturer | Panasonic
2026-07-31 12:42:32 UTC | bo02_01_CH_ZUESTA | bo02 | 01_CH | ZUESTA | component | SplitAC | model_name | CS-RE18JKE/CU-RE18JKE
2026-07-31 12:42:32 UTC | bo02_01_CH_ZUESTA | bo02 | 01_CH | ZUESTA | component | SplitAC | scale_factor | 0.2084
2026-07-31 12:42:32 UTC | bo02_01_CH_ZUESTA | bo02 | 01_CH | ZUESTA | component | SplitAC | investment_costs_in_euro | 6800
2026-07-31 12:42:32 UTC | bo02_01_CH_ZUESTA | bo02 | 01_CH | ZUESTA | component | SplitAC | lifetime_in_years | 12
2026-07-31 12:42:32 UTC | bo02_01_CH_ZUESTA | bo02 | 01_CH | ZUESTA | component | SplitAC | co2_emissions_kg_co2_eq | 165.8
2026-07-31 12:42:32 UTC | bo02_01_CH_ZUESTA | bo02 | 01_CH | ZUESTA | component | SplitAC | maintenance_costs_in_euro_per_year | 34
2026-07-31 12:42:32 UTC | bo02_01_CH_ZUESTA | bo02 | 01_CH | ZUESTA | component | BuildingThermalPowerSum | building_name | BUI1
2026-07-31 12:42:32 UTC | bo02_01_CH_ZUESTA | bo02 | 01_CH | ZUESTA | component | BuildingThermalPowerSum | name | BuildingThermalPowerSum
2026-07-31 12:42:32 UTC | bo02_01_CH_ZUESTA | bo02 | 01_CH | ZUESTA | component | BuildingThermalPowerSum | loadtype | LoadTypes.ANY
2026-07-31 12:42:32 UTC | bo02_01_CH_ZUESTA | bo02 | 01_CH | ZUESTA | component | BuildingThermalPowerSum | unit | Units.WATT
2026-07-31 12:42:32 UTC | bo02_01_CH_ZUESTA | bo02 | 01_CH | ZUESTA | component | HeatGeneratorTotalThermalPower | building_name | BUI1
2026-07-31 12:42:32 UTC | bo02_01_CH_ZUESTA | bo02 | 01_CH | ZUESTA | component | HeatGeneratorTotalThermalPower | name | HeatGeneratorTotalThermalPower
2026-07-31 12:42:32 UTC | bo02_01_CH_ZUESTA | bo02 | 01_CH | ZUESTA | component | HeatGeneratorTotalThermalPower | loadtype | LoadTypes.ANY
2026-07-31 12:42:32 UTC | bo02_01_CH_ZUESTA | bo02 | 01_CH | ZUESTA | component | HeatGeneratorTotalThermalPower | unit | Units.WATT
2026-07-31 12:42:32 UTC | bo02_01_CH_ZUESTA | bo02 | 01_CH | ZUESTA | component | HeatGeneratorPlantDhwThermalPower | building_name | BUI1
2026-07-31 12:42:32 UTC | bo02_01_CH_ZUESTA | bo02 | 01_CH | ZUESTA | component | HeatGeneratorPlantDhwThermalPower | name | HeatGeneratorPlantDhwThermalPower
2026-07-31 12:42:32 UTC | bo02_01_CH_ZUESTA | bo02 | 01_CH | ZUESTA | component | HeatGeneratorPlantDhwThermalPower | loadtype | LoadTypes.ANY
2026-07-31 12:42:32 UTC | bo02_01_CH_ZUESTA | bo02 | 01_CH | ZUESTA | component | HeatGeneratorPlantDhwThermalPower | unit | Units.WATT
2026-07-31 12:42:32 UTC | bo02_01_CH_ZUESTA | bo02 | 01_CH | ZUESTA | component | SolarDhwThermalPower | building_name | BUI1
2026-07-31 12:42:32 UTC | bo02_01_CH_ZUESTA | bo02 | 01_CH | ZUESTA | component | SolarDhwThermalPower | name | SolarDhwThermalPower
2026-07-31 12:42:32 UTC | bo02_01_CH_ZUESTA | bo02 | 01_CH | ZUESTA | component | SolarDhwThermalPower | value_watt
2026-07-31 12:42:32 UTC | bo02_01_CH_ZUESTA | bo02 | 01_CH | ZUESTA | component | SolarDhwThermalPower | loadtype | LoadTypes.ANY
2026-07-31 12:42:32 UTC | bo02_01_CH_ZUESTA | bo02 | 01_CH | ZUESTA | component | SolarDhwThermalPower | unit | Units.WATT
2026-07-31 12:42:32 UTC | bo02_01_CH_ZUESTA | bo02 | 01_CH | ZUESTA | thermal_storage | SimpleHotWaterStorage | volume_heating_water_storage_in_liter | 603.8
2026-07-31 12:42:32 UTC | bo02_01_CH_ZUESTA | bo02 | 01_CH | ZUESTA | component | BufferRemainingCapacity60C | building_name | BUI1
2026-07-31 12:42:32 UTC | bo02_01_CH_ZUESTA | bo02 | 01_CH | ZUESTA | component | BufferRemainingCapacity60C | name | BufferRemainingCapacity60C
2026-07-31 12:42:32 UTC | bo02_01_CH_ZUESTA | bo02 | 01_CH | ZUESTA | component | BufferRemainingCapacity60C | volume_heating_water_storage_in_liter | 603.8
2026-07-31 12:42:32 UTC | bo02_01_CH_ZUESTA | bo02 | 01_CH | ZUESTA | component | BufferRemainingCapacity60C | max_temperature_in_celsius | 6
2026-07-31 12:42:32 UTC | bo02_01_CH_ZUESTA | bo02 | 01_CH | ZUESTA | component | BufferRemainingCapacity60C | water_density_kg_per_liter | 0.992
2026-07-31 12:42:32 UTC | bo02_01_CH_ZUESTA | bo02 | 01_CH | ZUESTA | component | BufferRemainingCapacity60C | water_specific_heat_capacity_j_per_kg_per_k | 4180
2026-07-31 12:42:32 UTC | bo02_01_CH_ZUESTA | bo02 | 01_CH | ZUESTA | component | OilBoilerController | building_name | BUI1
2026-07-31 12:42:32 UTC | bo02_01_CH_ZUESTA | bo02 | 01_CH | ZUESTA | component | OilBoilerController | name | OilBoilerController
2026-07-31 12:42:32 UTC | bo02_01_CH_ZUESTA | bo02 | 01_CH | ZUESTA | component | OilBoilerController | is_modulating | true
2026-07-31 12:42:32 UTC | bo02_01_CH_ZUESTA | bo02 | 01_CH | ZUESTA | component | OilBoilerController | set_heating_threshold_outside_temperature_in_celsius | 16
2026-07-31 12:42:32 UTC | bo02_01_CH_ZUESTA | bo02 | 01_CH | ZUESTA | component | OilBoilerController | minimal_thermal_power_in_watt | 0
2026-07-31 12:42:32 UTC | bo02_01_CH_ZUESTA | bo02 | 01_CH | ZUESTA | component | OilBoilerController | maximal_thermal_power_in_watt | 8300
2026-07-31 12:42:32 UTC | bo02_01_CH_ZUESTA | bo02 | 01_CH | ZUESTA | component | OilBoilerController | set_temperature_difference_for_full_power | 5
2026-07-31 12:42:32 UTC | bo02_01_CH_ZUESTA | bo02 | 01_CH | ZUESTA | component | OilBoilerController | minimum_runtime_in_seconds | 1800
2026-07-31 12:42:32 UTC | bo02_01_CH_ZUESTA | bo02 | 01_CH | ZUESTA | component | OilBoilerController | minimum_resting_time_in_seconds | 1800
2026-07-31 12:42:32 UTC | bo02_01_CH_ZUESTA | bo02 | 01_CH | ZUESTA | component | OilBoilerController | with_domestic_hot_water_preparation | true
2026-07-31 12:42:32 UTC | bo02_01_CH_ZUESTA | bo02 | 01_CH | ZUESTA | component | OilBoilerController | secondary_mode | false
2026-07-31 12:42:32 UTC | bo02_01_CH_ZUESTA | bo02 | 01_CH | ZUESTA | component | OilBoilerController | hysteresis_water_temperature_offset | 10
2026-07-31 12:42:32 UTC | bo02_01_CH_ZUESTA | bo02 | 01_CH | ZUESTA | component | OilBoilerController | seasonal_modulation_minimum_enabled | false
2026-07-31 12:42:32 UTC | bo02_01_CH_ZUESTA | bo02 | 01_CH | ZUESTA | component | OilBoilerController | winter_modulation_minimum_thermal_power_in_watt
2026-07-31 12:42:32 UTC | bo02_01_CH_ZUESTA | bo02 | 01_CH | ZUESTA | component | OilBoilerController | summer_modulation_minimum_thermal_power_in_watt
2026-07-31 12:42:32 UTC | bo02_01_CH_ZUESTA | bo02 | 01_CH | ZUESTA | component | OilBoilerController | summer_modulation_daily_avg_outdoor_temperature_threshold_celsius | 16
2026-07-31 12:42:32 UTC | bo02_01_CH_ZUESTA | bo02 | 01_CH | ZUESTA | heat_generator | OilBoiler | minimal_thermal_power_in_watt | 0
2026-07-31 12:42:32 UTC | bo02_01_CH_ZUESTA | bo02 | 01_CH | ZUESTA | heat_generator | OilBoiler | maximal_thermal_power_in_watt | 8300
2026-07-31 12:42:32 UTC | bo02_01_CH_ZUESTA | bo02 | 01_CH | ZUESTA | heat_generator | OilBoiler | eff_th_min | 0.6
2026-07-31 12:42:32 UTC | bo02_01_CH_ZUESTA | bo02 | 01_CH | ZUESTA | heat_generator | OilBoiler | eff_th_max | 0.9
2026-07-31 12:42:32 UTC | bo02_01_CH_ZUESTA | bo02 | 01_CH | ZUESTA | heat_generator | OilBoiler | boiler_type | BoilerType.CONVENTIONAL
2026-07-31 12:42:32 UTC | bo02_01_CH_ZUESTA | bo02 | 01_CH | ZUESTA | heat_generator | OilBoiler | energy_carrier | LoadTypes.OIL
2026-07-31 12:42:32 UTC | bo02_01_CH_ZUESTA | bo02 | 01_CH | ZUESTA | component | FuelMeter | building_name | BUI1
2026-07-31 12:42:32 UTC | bo02_01_CH_ZUESTA | bo02 | 01_CH | ZUESTA | component | FuelMeter | name | FuelMeter
2026-07-31 12:42:32 UTC | bo02_01_CH_ZUESTA | bo02 | 01_CH | ZUESTA | component | FuelMeter | fuel_loadtype | LoadTypes.OIL
2026-07-31 12:42:32 UTC | bo02_01_CH_ZUESTA | bo02 | 01_CH | ZUESTA | component | FuelMeter | heating_value_of_fuel_in_kwh_per_liter | 9.822
2026-07-31 12:42:32 UTC | bo02_01_CH_ZUESTA | bo02 | 01_CH | ZUESTA | component | FuelMeter | fuel_density_in_kg_per_m3 | 83
2026-07-31 12:42:32 UTC | bo02_01_CH_ZUESTA | bo02 | 01_CH | ZUESTA | component | FlexibilityPotential | building_name | BUI1
2026-07-31 12:42:32 UTC | bo02_01_CH_ZUESTA | bo02 | 01_CH | ZUESTA | component | FlexibilityPotential | name | FlexibilityPotential
2026-07-31 12:42:32 UTC | bo02_01_CH_ZUESTA | bo02 | 01_CH | ZUESTA | component | FlexibilityPotential | fallback_heating_cop | 1
2026-07-31 12:42:32 UTC | bo02_01_CH_ZUESTA | bo02 | 01_CH | ZUESTA | component | FlexibilityPotential | fallback_cooling_eer
2026-07-31 12:42:32 UTC | bo02_02_CH_ZUESTA | bo02 | 02_CH | ZUESTA | simulation | SimulationParameters | year | 2050
2026-07-31 12:42:32 UTC | bo02_02_CH_ZUESTA | bo02 | 02_CH | ZUESTA | simulation | SimulationParameters | seconds_per_timestep | 9 | s
2026-07-31 12:42:32 UTC | bo02_02_CH_ZUESTA | bo02 | 02_CH | ZUESTA | simulation | SimulationParameters | country | CH
2026-07-31 12:42:32 UTC | bo02_02_CH_ZUESTA | bo02 | 02_CH | ZUESTA | cli | cli_overrides | ARCH | 02_CH
2026-07-31 12:42:32 UTC | bo02_02_CH_ZUESTA | bo02 | 02_CH | ZUESTA | cli | cli_overrides | WEATHER | ZUESTA
2026-07-31 12:42:32 UTC | bo02_02_CH_ZUESTA | bo02 | 02_CH | ZUESTA | cli | cli_overrides | TIME_HORIZON | future
2026-07-31 12:42:32 UTC | bo02_02_CH_ZUESTA | bo02 | 02_CH | ZUESTA | cli | cli_overrides | SCENARIO | none
2026-07-31 12:42:32 UTC | bo02_02_CH_ZUESTA | bo02 | 02_CH | ZUESTA | cli | cli_overrides | OCC | SIA2024
2026-07-31 12:42:32 UTC | bo02_02_CH_ZUESTA | bo02 | 02_CH | ZUESTA | cli | cli_overrides | HEATGEN_SIZING | IDEAL_LOOKUP
2026-07-31 12:42:32 UTC | bo02_02_CH_ZUESTA | bo02 | 02_CH | ZUESTA | cli | cli_overrides | HP_SHARE_OF_IDEAL | 0.8
2026-07-31 12:42:32 UTC | bo02_02_CH_ZUESTA | bo02 | 02_CH | ZUESTA | internal_loads | SIA2024Occupancy | conditioned_floor_area_in_m2 | 195
2026-07-31 12:42:32 UTC | bo02_02_CH_ZUESTA | bo02 | 02_CH | ZUESTA | internal_loads | SIA2024Occupancy | appliances_load_w_per_m2 | 1
2026-07-31 12:42:32 UTC | bo02_02_CH_ZUESTA | bo02 | 02_CH | ZUESTA | internal_loads | SIA2024Occupancy | lighting_load_w_per_m2 | 3
2026-07-31 12:42:32 UTC | bo02_02_CH_ZUESTA | bo02 | 02_CH | ZUESTA | internal_loads | SIA2024Occupancy | lighting_annual_full_load_hours | 846
2026-07-31 12:42:32 UTC | bo02_02_CH_ZUESTA | bo02 | 02_CH | ZUESTA | internal_loads | SIA2024Occupancy | appliances_yearly_utilization_per_month | 0.7995
2026-07-31 12:42:32 UTC | bo02_02_CH_ZUESTA | bo02 | 02_CH | ZUESTA | weather | Weather | source_path | C:\Users\het\HiSim\hisim\inputs\weather\custom_csv\Zurich\NABZUE_2060_RCP85_DRY.csv
2026-07-31 12:42:32 UTC | bo02_02_CH_ZUESTA | bo02 | 02_CH | ZUESTA | weather | Weather | location | Zurich
2026-07-31 12:42:32 UTC | bo02_02_CH_ZUESTA | bo02 | 02_CH | ZUESTA | weather | Weather | name | Weather
2026-07-31 12:42:32 UTC | bo02_02_CH_ZUESTA | bo02 | 02_CH | ZUESTA | component | ElectricityMeter | building_name | BUI1
2026-07-31 12:42:32 UTC | bo02_02_CH_ZUESTA | bo02 | 02_CH | ZUESTA | component | ElectricityMeter | name | ElectricityMeter
2026-07-31 12:42:32 UTC | bo02_02_CH_ZUESTA | bo02 | 02_CH | ZUESTA | building | Building | building_name | 1919_1945
2026-07-31 12:42:32 UTC | bo02_02_CH_ZUESTA | bo02 | 02_CH | ZUESTA | building | Building | building_code | AT.N.SFH.02.Gen.ReEx.001.002
2026-07-31 12:42:32 UTC | bo02_02_CH_ZUESTA | bo02 | 02_CH | ZUESTA | building | Building | building_heat_capacity_class | medium
2026-07-31 12:42:32 UTC | bo02_02_CH_ZUESTA | bo02 | 02_CH | ZUESTA | building | Building | absolute_conditioned_floor_area_in_m2 | 195
2026-07-31 12:42:32 UTC | bo02_02_CH_ZUESTA | bo02 | 02_CH | ZUESTA | building | Building | heating_reference_temperature_in_celsius | -8
2026-07-31 12:42:32 UTC | bo02_02_CH_ZUESTA | bo02 | 02_CH | ZUESTA | building | Building | floor_u_value_in_watt_per_m2_per_kelvin | 0.9
2026-07-31 12:42:32 UTC | bo02_02_CH_ZUESTA | bo02 | 02_CH | ZUESTA | building | Building | floor_area_in_m2 | 81.5
2026-07-31 12:42:32 UTC | bo02_02_CH_ZUESTA | bo02 | 02_CH | ZUESTA | building | Building | facade_u_value_in_watt_per_m2_per_kelvin | 0.9
2026-07-31 12:42:32 UTC | bo02_02_CH_ZUESTA | bo02 | 02_CH | ZUESTA | building | Building | facade_area_in_m2 | 183.5
2026-07-31 12:42:32 UTC | bo02_02_CH_ZUESTA | bo02 | 02_CH | ZUESTA | building | Building | roof_u_value_in_watt_per_m2_per_kelvin | 0.44
2026-07-31 12:42:32 UTC | bo02_02_CH_ZUESTA | bo02 | 02_CH | ZUESTA | building | Building | roof_area_in_m2 | 96
2026-07-31 12:42:32 UTC | bo02_02_CH_ZUESTA | bo02 | 02_CH | ZUESTA | building | Building | window_u_value_in_watt_per_m2_per_kelvin | 1.8
2026-07-31 12:42:32 UTC | bo02_02_CH_ZUESTA | bo02 | 02_CH | ZUESTA | building | Building | window_area_in_m2 | 31.2
2026-07-31 12:42:32 UTC | bo02_02_CH_ZUESTA | bo02 | 02_CH | ZUESTA | building | Building | door_u_value_in_watt_per_m2_per_kelvin
2026-07-31 12:42:32 UTC | bo02_02_CH_ZUESTA | bo02 | 02_CH | ZUESTA | building | Building | door_area_in_m2
2026-07-31 12:42:32 UTC | bo02_02_CH_ZUESTA | bo02 | 02_CH | ZUESTA | building | Building | set_heating_temperature_in_celsius | 20.5
2026-07-31 12:42:32 UTC | bo02_02_CH_ZUESTA | bo02 | 02_CH | ZUESTA | building | Building | set_cooling_temperature_in_celsius | 25
2026-07-31 12:42:32 UTC | bo02_02_CH_ZUESTA | bo02 | 02_CH | ZUESTA | building | Building | natural_ventilation_m3_per_h_per_person | 29
2026-07-31 12:42:32 UTC | bo02_02_CH_ZUESTA | bo02 | 02_CH | ZUESTA | building | Building | sia_natural_ventilation_m3_per_h_per_m2 | 0.6
2026-07-31 12:42:32 UTC | bo02_02_CH_ZUESTA | bo02 | 02_CH | ZUESTA | building | Building | swiss_infiltration_rate_per_h | 0.3
2026-07-31 12:42:32 UTC | bo02_02_CH_ZUESTA | bo02 | 02_CH | ZUESTA | building | Building | heating_demand_mode | iso13790
2026-07-31 12:42:32 UTC | bo02_02_CH_ZUESTA | bo02 | 02_CH | ZUESTA | building | Building | operative_heating_proportional_band_in_celsius | 1
2026-07-31 12:42:32 UTC | bo02_02_CH_ZUESTA | bo02 | 02_CH | ZUESTA | building | Building | operative_heating_proportional_gain | 1
2026-07-31 12:42:32 UTC | bo02_02_CH_ZUESTA | bo02 | 02_CH | ZUESTA | building | Building | control_comfort_lower_bound_shift_in_celsius
2026-07-31 12:42:32 UTC | bo02_02_CH_ZUESTA | bo02 | 02_CH | ZUESTA | building | Building | comfort_aware_seasonal_heating_gate | true
2026-07-31 12:42:32 UTC | bo02_02_CH_ZUESTA | bo02 | 02_CH | ZUESTA | component | StrictComfortDemandController | building_name | BUI1
2026-07-31 12:42:32 UTC | bo02_02_CH_ZUESTA | bo02 | 02_CH | ZUESTA | component | StrictComfortDemandController | name | StrictComfortDemandController
2026-07-31 12:42:32 UTC | bo02_02_CH_ZUESTA | bo02 | 02_CH | ZUESTA | component | StrictComfortDemandController | temperature_air_heating_in_celsius | 20.5
2026-07-31 12:42:32 UTC | bo02_02_CH_ZUESTA | bo02 | 02_CH | ZUESTA | component | StrictComfortDemandController | temperature_air_cooling_in_celsius | 24
2026-07-31 12:42:32 UTC | bo02_02_CH_ZUESTA | bo02 | 02_CH | ZUESTA | component | StrictComfortDemandController | offset | 0.5
2026-07-31 12:42:32 UTC | bo02_02_CH_ZUESTA | bo02 | 02_CH | ZUESTA | component | StrictComfortDemandController | mode | 2
2026-07-31 12:42:32 UTC | bo02_02_CH_ZUESTA | bo02 | 02_CH | ZUESTA | component | StrictComfortDemandController | use_adaptive_comfort_band | true
2026-07-31 12:42:32 UTC | bo02_02_CH_ZUESTA | bo02 | 02_CH | ZUESTA | component | StrictComfortDemandController | control_strategy | strict_comfort_band_v1
2026-07-31 12:42:32 UTC | bo02_02_CH_ZUESTA | bo02 | 02_CH | ZUESTA | component | StrictComfortDemandController | comfort_band_inner_offset_in_celsius | 0.5
2026-07-31 12:42:32 UTC | bo02_02_CH_ZUESTA | bo02 | 02_CH | ZUESTA | component | StrictComfortDemandController | comfort_band_inner_offset_lower_in_celsius | 1
2026-07-31 12:42:32 UTC | bo02_02_CH_ZUESTA | bo02 | 02_CH | ZUESTA | component | StrictComfortDemandController | comfort_band_inner_offset_upper_in_celsius | 0.5
2026-07-31 12:42:32 UTC | bo02_02_CH_ZUESTA | bo02 | 02_CH | ZUESTA | component | StrictComfortDemandController | heating_disabled_above_running_mean_outdoor_temperature_in_celsius | 18
2026-07-31 12:42:32 UTC | bo02_02_CH_ZUESTA | bo02 | 02_CH | ZUESTA | component | StrictComfortDemandController | cooling_enabled_above_running_mean_outdoor_temperature_in_celsius | 22
2026-07-31 12:42:32 UTC | bo02_02_CH_ZUESTA | bo02 | 02_CH | ZUESTA | component | ComfortBandHeatingDemand | building_name | BUI1
2026-07-31 12:42:32 UTC | bo02_02_CH_ZUESTA | bo02 | 02_CH | ZUESTA | component | ComfortBandHeatingDemand | name | ComfortBandHeatingDemand
2026-07-31 12:42:32 UTC | bo02_02_CH_ZUESTA | bo02 | 02_CH | ZUESTA | component | ComfortBandHeatingDemand | max_heating_power_in_watt | 11855.7
2026-07-31 12:42:32 UTC | bo02_02_CH_ZUESTA | bo02 | 02_CH | ZUESTA | component | ComfortBandHeatingDemand | proportional_gain_in_watt_per_kelvin | 23711.4
2026-07-31 12:42:32 UTC | bo02_02_CH_ZUESTA | bo02 | 02_CH | ZUESTA | component | StrictComfortSetpointModifier | building_name | BUI1
2026-07-31 12:42:32 UTC | bo02_02_CH_ZUESTA | bo02 | 02_CH | ZUESTA | component | StrictComfortSetpointModifier | name | StrictComfortSetpointModifier
2026-07-31 12:42:32 UTC | bo02_02_CH_ZUESTA | bo02 | 02_CH | ZUESTA | component | StrictComfortSetpointModifier | base_heating_setpoint_in_celsius | 20.5
2026-07-31 12:42:32 UTC | bo02_02_CH_ZUESTA | bo02 | 02_CH | ZUESTA | component | StrictComfortSetpointModifier | recovery_gain | 5
2026-07-31 12:42:32 UTC | bo02_02_CH_ZUESTA | bo02 | 02_CH | ZUESTA | component | StrictComfortSetpointModifier | max_recovery_boost_in_celsius | 5
2026-07-31 12:42:32 UTC | bo02_02_CH_ZUESTA | bo02 | 02_CH | ZUESTA | component | StrictComfortSetpointModifier | clamp_min_modifier_in_celsius
2026-07-31 12:42:32 UTC | bo02_02_CH_ZUESTA | bo02 | 02_CH | ZUESTA | component | StrictComfortSetpointModifier | clamp_max_modifier_in_celsius | 15
2026-07-31 12:42:32 UTC | bo02_02_CH_ZUESTA | bo02 | 02_CH | ZUESTA | component | HeatDistributionController | building_name | BUI1
2026-07-31 12:42:32 UTC | bo02_02_CH_ZUESTA | bo02 | 02_CH | ZUESTA | component | HeatDistributionController | name | HeatDistributionController
2026-07-31 12:42:32 UTC | bo02_02_CH_ZUESTA | bo02 | 02_CH | ZUESTA | component | HeatDistributionController | heating_system | HeatDistributionSystemType.FLOORHEATING
2026-07-31 12:42:32 UTC | bo02_02_CH_ZUESTA | bo02 | 02_CH | ZUESTA | component | HeatDistributionController | set_heating_threshold_outside_temperature_in_celsius | 16
2026-07-31 12:42:32 UTC | bo02_02_CH_ZUESTA | bo02 | 02_CH | ZUESTA | component | HeatDistributionController | heating_reference_temperature_in_celsius | -8
2026-07-31 12:42:32 UTC | bo02_02_CH_ZUESTA | bo02 | 02_CH | ZUESTA | component | HeatDistributionController | set_heating_temperature_for_building_in_celsius | 20.5
2026-07-31 12:42:32 UTC | bo02_02_CH_ZUESTA | bo02 | 02_CH | ZUESTA | component | HeatDistributionController | set_cooling_temperature_for_building_in_celsius | 25
2026-07-31 12:42:32 UTC | bo02_02_CH_ZUESTA | bo02 | 02_CH | ZUESTA | component | HeatDistributionController | heating_load_of_building_in_watt | 11855.7
2026-07-31 12:42:32 UTC | bo02_02_CH_ZUESTA | bo02 | 02_CH | ZUESTA | heat_distribution | HeatDistributionSystem | absolute_conditioned_floor_area_in_m2 | 195
2026-07-31 12:42:32 UTC | bo02_02_CH_ZUESTA | bo02 | 02_CH | ZUESTA | component | SplitACController | building_name | BUI1
2026-07-31 12:42:32 UTC | bo02_02_CH_ZUESTA | bo02 | 02_CH | ZUESTA | component | SplitACController | name | SplitACController
2026-07-31 12:42:32 UTC | bo02_02_CH_ZUESTA | bo02 | 02_CH | ZUESTA | component | SplitACController | heating_set_temperature_deg_c
2026-07-31 12:42:32 UTC | bo02_02_CH_ZUESTA | bo02 | 02_CH | ZUESTA | component | SplitACController | cooling_set_temperature_deg_c | 25
2026-07-31 12:42:32 UTC | bo02_02_CH_ZUESTA | bo02 | 02_CH | ZUESTA | component | SplitACController | minimum_runtime_s | 1800
2026-07-31 12:42:32 UTC | bo02_02_CH_ZUESTA | bo02 | 02_CH | ZUESTA | component | SplitACController | minimum_idle_time_s | 900
2026-07-31 12:42:32 UTC | bo02_02_CH_ZUESTA | bo02 | 02_CH | ZUESTA | component | SplitACController | offset | 5
2026-07-31 12:42:32 UTC | bo02_02_CH_ZUESTA | bo02 | 02_CH | ZUESTA | component | SplitACController | temperature_difference_full_power_deg_c | 3
2026-07-31 12:42:32 UTC | bo02_02_CH_ZUESTA | bo02 | 02_CH | ZUESTA | component | SplitACController | minimum_modulation
2026-07-31 12:42:32 UTC | bo02_02_CH_ZUESTA | bo02 | 02_CH | ZUESTA | component | ComfortBandCoolingDemand | building_name | BUI1
2026-07-31 12:42:32 UTC | bo02_02_CH_ZUESTA | bo02 | 02_CH | ZUESTA | component | ComfortBandCoolingDemand | name | ComfortBandCoolingDemand
2026-07-31 12:42:32 UTC | bo02_02_CH_ZUESTA | bo02 | 02_CH | ZUESTA | component | ComfortBandCoolingDemand | max_cooling_power_in_watt | 1720
2026-07-31 12:42:32 UTC | bo02_02_CH_ZUESTA | bo02 | 02_CH | ZUESTA | component | ComfortBandCoolingDemand | proportional_gain_in_watt_per_kelvin | 4
2026-07-31 12:42:32 UTC | bo02_02_CH_ZUESTA | bo02 | 02_CH | ZUESTA | component | ComfortBandCoolingDemand | relaxation_factor | 0.55
2026-07-31 12:42:32 UTC | bo02_02_CH_ZUESTA | bo02 | 02_CH | ZUESTA | component | ComfortBandCoolingDemand | theoretical_blend | comfort_only
2026-07-31 12:42:32 UTC | bo02_02_CH_ZUESTA | bo02 | 02_CH | ZUESTA | component | SplitAC | building_name | BUI1
2026-07-31 12:42:32 UTC | bo02_02_CH_ZUESTA | bo02 | 02_CH | ZUESTA | component | SplitAC | name | SplitAC
2026-07-31 12:42:32 UTC | bo02_02_CH_ZUESTA | bo02 | 02_CH | ZUESTA | component | SplitAC | manufacturer | Panasonic
2026-07-31 12:42:32 UTC | bo02_02_CH_ZUESTA | bo02 | 02_CH | ZUESTA | component | SplitAC | model_name | CS-RE18JKE/CU-RE18JKE
2026-07-31 12:42:32 UTC | bo02_02_CH_ZUESTA | bo02 | 02_CH | ZUESTA | component | SplitAC | scale_factor | 0.2084
2026-07-31 12:42:32 UTC | bo02_02_CH_ZUESTA | bo02 | 02_CH | ZUESTA | component | SplitAC | investment_costs_in_euro | 6800
2026-07-31 12:42:32 UTC | bo02_02_CH_ZUESTA | bo02 | 02_CH | ZUESTA | component | SplitAC | lifetime_in_years | 12
2026-07-31 12:42:32 UTC | bo02_02_CH_ZUESTA | bo02 | 02_CH | ZUESTA | component | SplitAC | co2_emissions_kg_co2_eq | 165.8
2026-07-31 12:42:32 UTC | bo02_02_CH_ZUESTA | bo02 | 02_CH | ZUESTA | component | SplitAC | maintenance_costs_in_euro_per_year | 34
2026-07-31 12:42:32 UTC | bo02_02_CH_ZUESTA | bo02 | 02_CH | ZUESTA | component | BuildingThermalPowerSum | building_name | BUI1
2026-07-31 12:42:32 UTC | bo02_02_CH_ZUESTA | bo02 | 02_CH | ZUESTA | component | BuildingThermalPowerSum | name | BuildingThermalPowerSum
2026-07-31 12:42:32 UTC | bo02_02_CH_ZUESTA | bo02 | 02_CH | ZUESTA | component | BuildingThermalPowerSum | loadtype | LoadTypes.ANY
2026-07-31 12:42:32 UTC | bo02_02_CH_ZUESTA | bo02 | 02_CH | ZUESTA | component | BuildingThermalPowerSum | unit | Units.WATT
2026-07-31 12:42:32 UTC | bo02_02_CH_ZUESTA | bo02 | 02_CH | ZUESTA | component | HeatGeneratorTotalThermalPower | building_name | BUI1
2026-07-31 12:42:32 UTC | bo02_02_CH_ZUESTA | bo02 | 02_CH | ZUESTA | component | HeatGeneratorTotalThermalPower | name | HeatGeneratorTotalThermalPower
2026-07-31 12:42:32 UTC | bo02_02_CH_ZUESTA | bo02 | 02_CH | ZUESTA | component | HeatGeneratorTotalThermalPower | loadtype | LoadTypes.ANY
2026-07-31 12:42:32 UTC | bo02_02_CH_ZUESTA | bo02 | 02_CH | ZUESTA | component | HeatGeneratorTotalThermalPower | unit | Units.WATT
2026-07-31 12:42:32 UTC | bo02_02_CH_ZUESTA | bo02 | 02_CH | ZUESTA | component | HeatGeneratorPlantDhwThermalPower | building_name | BUI1
2026-07-31 12:42:32 UTC | bo02_02_CH_ZUESTA | bo02 | 02_CH | ZUESTA | component | HeatGeneratorPlantDhwThermalPower | name | HeatGeneratorPlantDhwThermalPower
2026-07-31 12:42:32 UTC | bo02_02_CH_ZUESTA | bo02 | 02_CH | ZUESTA | component | HeatGeneratorPlantDhwThermalPower | loadtype | LoadTypes.ANY
2026-07-31 12:42:32 UTC | bo02_02_CH_ZUESTA | bo02 | 02_CH | ZUESTA | component | HeatGeneratorPlantDhwThermalPower | unit | Units.WATT
2026-07-31 12:42:32 UTC | bo02_02_CH_ZUESTA | bo02 | 02_CH | ZUESTA | component | SolarDhwThermalPower | building_name | BUI1
2026-07-31 12:42:32 UTC | bo02_02_CH_ZUESTA | bo02 | 02_CH | ZUESTA | component | SolarDhwThermalPower | name | SolarDhwThermalPower
2026-07-31 12:42:32 UTC | bo02_02_CH_ZUESTA | bo02 | 02_CH | ZUESTA | component | SolarDhwThermalPower | value_watt
2026-07-31 12:42:32 UTC | bo02_02_CH_ZUESTA | bo02 | 02_CH | ZUESTA | component | SolarDhwThermalPower | loadtype | LoadTypes.ANY
2026-07-31 12:42:32 UTC | bo02_02_CH_ZUESTA | bo02 | 02_CH | ZUESTA | component | SolarDhwThermalPower | unit | Units.WATT
2026-07-31 12:42:32 UTC | bo02_02_CH_ZUESTA | bo02 | 02_CH | ZUESTA | thermal_storage | SimpleHotWaterStorage | volume_heating_water_storage_in_liter | 592.8
2026-07-31 12:42:32 UTC | bo02_02_CH_ZUESTA | bo02 | 02_CH | ZUESTA | component | BufferRemainingCapacity60C | building_name | BUI1
2026-07-31 12:42:32 UTC | bo02_02_CH_ZUESTA | bo02 | 02_CH | ZUESTA | component | BufferRemainingCapacity60C | name | BufferRemainingCapacity60C
2026-07-31 12:42:32 UTC | bo02_02_CH_ZUESTA | bo02 | 02_CH | ZUESTA | component | BufferRemainingCapacity60C | volume_heating_water_storage_in_liter | 592.8
2026-07-31 12:42:32 UTC | bo02_02_CH_ZUESTA | bo02 | 02_CH | ZUESTA | component | BufferRemainingCapacity60C | max_temperature_in_celsius | 6
2026-07-31 12:42:32 UTC | bo02_02_CH_ZUESTA | bo02 | 02_CH | ZUESTA | component | BufferRemainingCapacity60C | water_density_kg_per_liter | 0.992
2026-07-31 12:42:32 UTC | bo02_02_CH_ZUESTA | bo02 | 02_CH | ZUESTA | component | BufferRemainingCapacity60C | water_specific_heat_capacity_j_per_kg_per_k | 4180
2026-07-31 12:42:32 UTC | bo02_02_CH_ZUESTA | bo02 | 02_CH | ZUESTA | component | OilBoilerController | building_name | BUI1
2026-07-31 12:42:32 UTC | bo02_02_CH_ZUESTA | bo02 | 02_CH | ZUESTA | component | OilBoilerController | name | OilBoilerController
2026-07-31 12:42:32 UTC | bo02_02_CH_ZUESTA | bo02 | 02_CH | ZUESTA | component | OilBoilerController | is_modulating | true
2026-07-31 12:42:32 UTC | bo02_02_CH_ZUESTA | bo02 | 02_CH | ZUESTA | component | OilBoilerController | set_heating_threshold_outside_temperature_in_celsius | 16
2026-07-31 12:42:32 UTC | bo02_02_CH_ZUESTA | bo02 | 02_CH | ZUESTA | component | OilBoilerController | minimal_thermal_power_in_watt | 0
2026-07-31 12:42:32 UTC | bo02_02_CH_ZUESTA | bo02 | 02_CH | ZUESTA | component | OilBoilerController | maximal_thermal_power_in_watt | 7510
2026-07-31 12:42:32 UTC | bo02_02_CH_ZUESTA | bo02 | 02_CH | ZUESTA | component | OilBoilerController | set_temperature_difference_for_full_power | 5
2026-07-31 12:42:32 UTC | bo02_02_CH_ZUESTA | bo02 | 02_CH | ZUESTA | component | OilBoilerController | minimum_runtime_in_seconds | 1800
2026-07-31 12:42:32 UTC | bo02_02_CH_ZUESTA | bo02 | 02_CH | ZUESTA | component | OilBoilerController | minimum_resting_time_in_seconds | 1800
2026-07-31 12:42:32 UTC | bo02_02_CH_ZUESTA | bo02 | 02_CH | ZUESTA | component | OilBoilerController | with_domestic_hot_water_preparation | true
2026-07-31 12:42:32 UTC | bo02_02_CH_ZUESTA | bo02 | 02_CH | ZUESTA | component | OilBoilerController | secondary_mode | false
2026-07-31 12:42:32 UTC | bo02_02_CH_ZUESTA | bo02 | 02_CH | ZUESTA | component | OilBoilerController | hysteresis_water_temperature_offset | 10
2026-07-31 12:42:32 UTC | bo02_02_CH_ZUESTA | bo02 | 02_CH | ZUESTA | component | OilBoilerController | seasonal_modulation_minimum_enabled | false
2026-07-31 12:42:32 UTC | bo02_02_CH_ZUESTA | bo02 | 02_CH | ZUESTA | component | OilBoilerController | winter_modulation_minimum_thermal_power_in_watt
2026-07-31 12:42:32 UTC | bo02_02_CH_ZUESTA | bo02 | 02_CH | ZUESTA | component | OilBoilerController | summer_modulation_minimum_thermal_power_in_watt
2026-07-31 12:42:32 UTC | bo02_02_CH_ZUESTA | bo02 | 02_CH | ZUESTA | component | OilBoilerController | summer_modulation_daily_avg_outdoor_temperature_threshold_celsius | 16
2026-07-31 12:42:32 UTC | bo02_02_CH_ZUESTA | bo02 | 02_CH | ZUESTA | heat_generator | OilBoiler | minimal_thermal_power_in_watt | 0
2026-07-31 12:42:32 UTC | bo02_02_CH_ZUESTA | bo02 | 02_CH | ZUESTA | heat_generator | OilBoiler | maximal_thermal_power_in_watt | 7510
2026-07-31 12:42:32 UTC | bo02_02_CH_ZUESTA | bo02 | 02_CH | ZUESTA | heat_generator | OilBoiler | eff_th_min | 0.6
2026-07-31 12:42:32 UTC | bo02_02_CH_ZUESTA | bo02 | 02_CH | ZUESTA | heat_generator | OilBoiler | eff_th_max | 0.9
2026-07-31 12:42:32 UTC | bo02_02_CH_ZUESTA | bo02 | 02_CH | ZUESTA | heat_generator | OilBoiler | boiler_type | BoilerType.CONVENTIONAL
2026-07-31 12:42:32 UTC | bo02_02_CH_ZUESTA | bo02 | 02_CH | ZUESTA | heat_generator | OilBoiler | energy_carrier | LoadTypes.OIL
2026-07-31 12:42:32 UTC | bo02_02_CH_ZUESTA | bo02 | 02_CH | ZUESTA | component | FuelMeter | building_name | BUI1
2026-07-31 12:42:32 UTC | bo02_02_CH_ZUESTA | bo02 | 02_CH | ZUESTA | component | FuelMeter | name | FuelMeter
2026-07-31 12:42:32 UTC | bo02_02_CH_ZUESTA | bo02 | 02_CH | ZUESTA | component | FuelMeter | fuel_loadtype | LoadTypes.OIL
2026-07-31 12:42:32 UTC | bo02_02_CH_ZUESTA | bo02 | 02_CH | ZUESTA | component | FuelMeter | heating_value_of_fuel_in_kwh_per_liter | 9.822
2026-07-31 12:42:32 UTC | bo02_02_CH_ZUESTA | bo02 | 02_CH | ZUESTA | component | FuelMeter | fuel_density_in_kg_per_m3 | 83
2026-07-31 12:42:32 UTC | bo02_02_CH_ZUESTA | bo02 | 02_CH | ZUESTA | component | FlexibilityPotential | building_name | BUI1
2026-07-31 12:42:32 UTC | bo02_02_CH_ZUESTA | bo02 | 02_CH | ZUESTA | component | FlexibilityPotential | name | FlexibilityPotential
2026-07-31 12:42:32 UTC | bo02_02_CH_ZUESTA | bo02 | 02_CH | ZUESTA | component | FlexibilityPotential | fallback_heating_cop | 1
2026-07-31 12:42:32 UTC | bo02_02_CH_ZUESTA | bo02 | 02_CH | ZUESTA | component | FlexibilityPotential | fallback_cooling_eer
2026-07-31 12:42:32 UTC | bo02_03_CH_ZUESTA | bo02 | 03_CH | ZUESTA | simulation | SimulationParameters | year | 2050
2026-07-31 12:42:32 UTC | bo02_03_CH_ZUESTA | bo02 | 03_CH | ZUESTA | simulation | SimulationParameters | seconds_per_timestep | 9 | s
2026-07-31 12:42:32 UTC | bo02_03_CH_ZUESTA | bo02 | 03_CH | ZUESTA | simulation | SimulationParameters | country | CH
2026-07-31 12:42:32 UTC | bo02_03_CH_ZUESTA | bo02 | 03_CH | ZUESTA | cli | cli_overrides | ARCH | 03_CH
2026-07-31 12:42:32 UTC | bo02_03_CH_ZUESTA | bo02 | 03_CH | ZUESTA | cli | cli_overrides | WEATHER | ZUESTA
2026-07-31 12:42:32 UTC | bo02_03_CH_ZUESTA | bo02 | 03_CH | ZUESTA | cli | cli_overrides | TIME_HORIZON | future
2026-07-31 12:42:32 UTC | bo02_03_CH_ZUESTA | bo02 | 03_CH | ZUESTA | cli | cli_overrides | SCENARIO | none
2026-07-31 12:42:32 UTC | bo02_03_CH_ZUESTA | bo02 | 03_CH | ZUESTA | cli | cli_overrides | OCC | SIA2024
2026-07-31 12:42:32 UTC | bo02_03_CH_ZUESTA | bo02 | 03_CH | ZUESTA | cli | cli_overrides | HEATGEN_SIZING | IDEAL_LOOKUP
2026-07-31 12:42:32 UTC | bo02_03_CH_ZUESTA | bo02 | 03_CH | ZUESTA | cli | cli_overrides | HP_SHARE_OF_IDEAL | 0.8
2026-07-31 12:42:32 UTC | bo02_03_CH_ZUESTA | bo02 | 03_CH | ZUESTA | internal_loads | SIA2024Occupancy | conditioned_floor_area_in_m2 | 18
2026-07-31 12:42:32 UTC | bo02_03_CH_ZUESTA | bo02 | 03_CH | ZUESTA | internal_loads | SIA2024Occupancy | appliances_load_w_per_m2 | 1
2026-07-31 12:42:32 UTC | bo02_03_CH_ZUESTA | bo02 | 03_CH | ZUESTA | internal_loads | SIA2024Occupancy | lighting_load_w_per_m2 | 3
2026-07-31 12:42:32 UTC | bo02_03_CH_ZUESTA | bo02 | 03_CH | ZUESTA | internal_loads | SIA2024Occupancy | lighting_annual_full_load_hours | 846
2026-07-31 12:42:32 UTC | bo02_03_CH_ZUESTA | bo02 | 03_CH | ZUESTA | internal_loads | SIA2024Occupancy | appliances_yearly_utilization_per_month | 0.7995
2026-07-31 12:42:32 UTC | bo02_03_CH_ZUESTA | bo02 | 03_CH | ZUESTA | weather | Weather | source_path | C:\Users\het\HiSim\hisim\inputs\weather\custom_csv\Zurich\NABZUE_2060_RCP85_DRY.csv
2026-07-31 12:42:32 UTC | bo02_03_CH_ZUESTA | bo02 | 03_CH | ZUESTA | weather | Weather | location | Zurich
2026-07-31 12:42:32 UTC | bo02_03_CH_ZUESTA | bo02 | 03_CH | ZUESTA | weather | Weather | name | Weather
2026-07-31 12:42:32 UTC | bo02_03_CH_ZUESTA | bo02 | 03_CH | ZUESTA | component | ElectricityMeter | building_name | BUI1
2026-07-31 12:42:32 UTC | bo02_03_CH_ZUESTA | bo02 | 03_CH | ZUESTA | component | ElectricityMeter | name | ElectricityMeter
2026-07-31 12:42:32 UTC | bo02_03_CH_ZUESTA | bo02 | 03_CH | ZUESTA | building | Building | building_name | 1946_1960
2026-07-31 12:42:32 UTC | bo02_03_CH_ZUESTA | bo02 | 03_CH | ZUESTA | building | Building | building_code | AT.N.SFH.03.Gen.ReEx.001.002
2026-07-31 12:42:32 UTC | bo02_03_CH_ZUESTA | bo02 | 03_CH | ZUESTA | building | Building | building_heat_capacity_class | medium
2026-07-31 12:42:32 UTC | bo02_03_CH_ZUESTA | bo02 | 03_CH | ZUESTA | building | Building | absolute_conditioned_floor_area_in_m2 | 180
2026-07-31 12:42:32 UTC | bo02_03_CH_ZUESTA | bo02 | 03_CH | ZUESTA | building | Building | heating_reference_temperature_in_celsius | -8
2026-07-31 12:42:32 UTC | bo02_03_CH_ZUESTA | bo02 | 03_CH | ZUESTA | building | Building | floor_u_value_in_watt_per_m2_per_kelvin | 0.98
2026-07-31 12:42:32 UTC | bo02_03_CH_ZUESTA | bo02 | 03_CH | ZUESTA | building | Building | floor_area_in_m2 | 86.1
2026-07-31 12:42:32 UTC | bo02_03_CH_ZUESTA | bo02 | 03_CH | ZUESTA | building | Building | facade_u_value_in_watt_per_m2_per_kelvin | 0.81
2026-07-31 12:42:32 UTC | bo02_03_CH_ZUESTA | bo02 | 03_CH | ZUESTA | building | Building | facade_area_in_m2 | 167.6
2026-07-31 12:42:32 UTC | bo02_03_CH_ZUESTA | bo02 | 03_CH | ZUESTA | building | Building | roof_u_value_in_watt_per_m2_per_kelvin | 0.44
2026-07-31 12:42:32 UTC | bo02_03_CH_ZUESTA | bo02 | 03_CH | ZUESTA | building | Building | roof_area_in_m2 | 95.44
2026-07-31 12:42:32 UTC | bo02_03_CH_ZUESTA | bo02 | 03_CH | ZUESTA | building | Building | window_u_value_in_watt_per_m2_per_kelvin | 1.6
2026-07-31 12:42:32 UTC | bo02_03_CH_ZUESTA | bo02 | 03_CH | ZUESTA | building | Building | window_area_in_m2 | 28.8
2026-07-31 12:42:32 UTC | bo02_03_CH_ZUESTA | bo02 | 03_CH | ZUESTA | building | Building | door_u_value_in_watt_per_m2_per_kelvin
2026-07-31 12:42:32 UTC | bo02_03_CH_ZUESTA | bo02 | 03_CH | ZUESTA | building | Building | door_area_in_m2
2026-07-31 12:42:32 UTC | bo02_03_CH_ZUESTA | bo02 | 03_CH | ZUESTA | building | Building | set_heating_temperature_in_celsius | 20.5
2026-07-31 12:42:32 UTC | bo02_03_CH_ZUESTA | bo02 | 03_CH | ZUESTA | building | Building | set_cooling_temperature_in_celsius | 25
2026-07-31 12:42:32 UTC | bo02_03_CH_ZUESTA | bo02 | 03_CH | ZUESTA | building | Building | natural_ventilation_m3_per_h_per_person | 29
2026-07-31 12:42:32 UTC | bo02_03_CH_ZUESTA | bo02 | 03_CH | ZUESTA | building | Building | sia_natural_ventilation_m3_per_h_per_m2 | 0.6
2026-07-31 12:42:32 UTC | bo02_03_CH_ZUESTA | bo02 | 03_CH | ZUESTA | building | Building | swiss_infiltration_rate_per_h | 0.3
2026-07-31 12:42:32 UTC | bo02_03_CH_ZUESTA | bo02 | 03_CH | ZUESTA | building | Building | heating_demand_mode | iso13790
2026-07-31 12:42:32 UTC | bo02_03_CH_ZUESTA | bo02 | 03_CH | ZUESTA | building | Building | operative_heating_proportional_band_in_celsius | 1
2026-07-31 12:42:32 UTC | bo02_03_CH_ZUESTA | bo02 | 03_CH | ZUESTA | building | Building | operative_heating_proportional_gain | 1
2026-07-31 12:42:32 UTC | bo02_03_CH_ZUESTA | bo02 | 03_CH | ZUESTA | building | Building | control_comfort_lower_bound_shift_in_celsius
2026-07-31 12:42:32 UTC | bo02_03_CH_ZUESTA | bo02 | 03_CH | ZUESTA | building | Building | comfort_aware_seasonal_heating_gate | true
2026-07-31 12:42:32 UTC | bo02_03_CH_ZUESTA | bo02 | 03_CH | ZUESTA | component | StrictComfortDemandController | building_name | BUI1
2026-07-31 12:42:32 UTC | bo02_03_CH_ZUESTA | bo02 | 03_CH | ZUESTA | component | StrictComfortDemandController | name | StrictComfortDemandController
2026-07-31 12:42:32 UTC | bo02_03_CH_ZUESTA | bo02 | 03_CH | ZUESTA | component | StrictComfortDemandController | temperature_air_heating_in_celsius | 20.5
2026-07-31 12:42:32 UTC | bo02_03_CH_ZUESTA | bo02 | 03_CH | ZUESTA | component | StrictComfortDemandController | temperature_air_cooling_in_celsius | 24
2026-07-31 12:42:32 UTC | bo02_03_CH_ZUESTA | bo02 | 03_CH | ZUESTA | component | StrictComfortDemandController | offset | 0.5
2026-07-31 12:42:32 UTC | bo02_03_CH_ZUESTA | bo02 | 03_CH | ZUESTA | component | StrictComfortDemandController | mode | 2
2026-07-31 12:42:32 UTC | bo02_03_CH_ZUESTA | bo02 | 03_CH | ZUESTA | component | StrictComfortDemandController | use_adaptive_comfort_band | true
2026-07-31 12:42:32 UTC | bo02_03_CH_ZUESTA | bo02 | 03_CH | ZUESTA | component | StrictComfortDemandController | control_strategy | strict_comfort_band_v1
2026-07-31 12:42:32 UTC | bo02_03_CH_ZUESTA | bo02 | 03_CH | ZUESTA | component | StrictComfortDemandController | comfort_band_inner_offset_in_celsius | 0.5
2026-07-31 12:42:32 UTC | bo02_03_CH_ZUESTA | bo02 | 03_CH | ZUESTA | component | StrictComfortDemandController | comfort_band_inner_offset_lower_in_celsius | 1
2026-07-31 12:42:32 UTC | bo02_03_CH_ZUESTA | bo02 | 03_CH | ZUESTA | component | StrictComfortDemandController | comfort_band_inner_offset_upper_in_celsius | 0.5
2026-07-31 12:42:32 UTC | bo02_03_CH_ZUESTA | bo02 | 03_CH | ZUESTA | component | StrictComfortDemandController | heating_disabled_above_running_mean_outdoor_temperature_in_celsius | 18
2026-07-31 12:42:32 UTC | bo02_03_CH_ZUESTA | bo02 | 03_CH | ZUESTA | component | StrictComfortDemandController | cooling_enabled_above_running_mean_outdoor_temperature_in_celsius | 22
2026-07-31 12:42:32 UTC | bo02_03_CH_ZUESTA | bo02 | 03_CH | ZUESTA | component | ComfortBandHeatingDemand | building_name | BUI1
2026-07-31 12:42:32 UTC | bo02_03_CH_ZUESTA | bo02 | 03_CH | ZUESTA | component | ComfortBandHeatingDemand | name | ComfortBandHeatingDemand
2026-07-31 12:42:32 UTC | bo02_03_CH_ZUESTA | bo02 | 03_CH | ZUESTA | component | ComfortBandHeatingDemand | max_heating_power_in_watt | 10601.2
2026-07-31 12:42:32 UTC | bo02_03_CH_ZUESTA | bo02 | 03_CH | ZUESTA | component | ComfortBandHeatingDemand | proportional_gain_in_watt_per_kelvin | 21202.5
2026-07-31 12:42:32 UTC | bo02_03_CH_ZUESTA | bo02 | 03_CH | ZUESTA | component | StrictComfortSetpointModifier | building_name | BUI1
2026-07-31 12:42:32 UTC | bo02_03_CH_ZUESTA | bo02 | 03_CH | ZUESTA | component | StrictComfortSetpointModifier | name | StrictComfortSetpointModifier
2026-07-31 12:42:32 UTC | bo02_03_CH_ZUESTA | bo02 | 03_CH | ZUESTA | component | StrictComfortSetpointModifier | base_heating_setpoint_in_celsius | 20.5
2026-07-31 12:42:32 UTC | bo02_03_CH_ZUESTA | bo02 | 03_CH | ZUESTA | component | StrictComfortSetpointModifier | recovery_gain | 5
2026-07-31 12:42:32 UTC | bo02_03_CH_ZUESTA | bo02 | 03_CH | ZUESTA | component | StrictComfortSetpointModifier | max_recovery_boost_in_celsius | 5
2026-07-31 12:42:32 UTC | bo02_03_CH_ZUESTA | bo02 | 03_CH | ZUESTA | component | StrictComfortSetpointModifier | clamp_min_modifier_in_celsius
2026-07-31 12:42:32 UTC | bo02_03_CH_ZUESTA | bo02 | 03_CH | ZUESTA | component | StrictComfortSetpointModifier | clamp_max_modifier_in_celsius | 15
2026-07-31 12:42:32 UTC | bo02_03_CH_ZUESTA | bo02 | 03_CH | ZUESTA | component | HeatDistributionController | building_name | BUI1
2026-07-31 12:42:32 UTC | bo02_03_CH_ZUESTA | bo02 | 03_CH | ZUESTA | component | HeatDistributionController | name | HeatDistributionController
2026-07-31 12:42:32 UTC | bo02_03_CH_ZUESTA | bo02 | 03_CH | ZUESTA | component | HeatDistributionController | heating_system | HeatDistributionSystemType.FLOORHEATING
2026-07-31 12:42:32 UTC | bo02_03_CH_ZUESTA | bo02 | 03_CH | ZUESTA | component | HeatDistributionController | set_heating_threshold_outside_temperature_in_celsius | 16
2026-07-31 12:42:32 UTC | bo02_03_CH_ZUESTA | bo02 | 03_CH | ZUESTA | component | HeatDistributionController | heating_reference_temperature_in_celsius | -8
2026-07-31 12:42:32 UTC | bo02_03_CH_ZUESTA | bo02 | 03_CH | ZUESTA | component | HeatDistributionController | set_heating_temperature_for_building_in_celsius | 20.5
2026-07-31 12:42:32 UTC | bo02_03_CH_ZUESTA | bo02 | 03_CH | ZUESTA | component | HeatDistributionController | set_cooling_temperature_for_building_in_celsius | 25
2026-07-31 12:42:32 UTC | bo02_03_CH_ZUESTA | bo02 | 03_CH | ZUESTA | component | HeatDistributionController | heating_load_of_building_in_watt | 10601.2
2026-07-31 12:42:32 UTC | bo02_03_CH_ZUESTA | bo02 | 03_CH | ZUESTA | heat_distribution | HeatDistributionSystem | absolute_conditioned_floor_area_in_m2 | 18
2026-07-31 12:42:32 UTC | bo02_03_CH_ZUESTA | bo02 | 03_CH | ZUESTA | component | SplitACController | building_name | BUI1
2026-07-31 12:42:32 UTC | bo02_03_CH_ZUESTA | bo02 | 03_CH | ZUESTA | component | SplitACController | name | SplitACController
2026-07-31 12:42:32 UTC | bo02_03_CH_ZUESTA | bo02 | 03_CH | ZUESTA | component | SplitACController | heating_set_temperature_deg_c
2026-07-31 12:42:32 UTC | bo02_03_CH_ZUESTA | bo02 | 03_CH | ZUESTA | component | SplitACController | cooling_set_temperature_deg_c | 25
2026-07-31 12:42:32 UTC | bo02_03_CH_ZUESTA | bo02 | 03_CH | ZUESTA | component | SplitACController | minimum_runtime_s | 1800
2026-07-31 12:42:32 UTC | bo02_03_CH_ZUESTA | bo02 | 03_CH | ZUESTA | component | SplitACController | minimum_idle_time_s | 900
2026-07-31 12:42:32 UTC | bo02_03_CH_ZUESTA | bo02 | 03_CH | ZUESTA | component | SplitACController | offset | 5
2026-07-31 12:42:32 UTC | bo02_03_CH_ZUESTA | bo02 | 03_CH | ZUESTA | component | SplitACController | temperature_difference_full_power_deg_c | 3
2026-07-31 12:42:32 UTC | bo02_03_CH_ZUESTA | bo02 | 03_CH | ZUESTA | component | SplitACController | minimum_modulation
2026-07-31 12:42:32 UTC | bo02_03_CH_ZUESTA | bo02 | 03_CH | ZUESTA | component | ComfortBandCoolingDemand | building_name | BUI1
2026-07-31 12:42:32 UTC | bo02_03_CH_ZUESTA | bo02 | 03_CH | ZUESTA | component | ComfortBandCoolingDemand | name | ComfortBandCoolingDemand
2026-07-31 12:42:32 UTC | bo02_03_CH_ZUESTA | bo02 | 03_CH | ZUESTA | component | ComfortBandCoolingDemand | max_cooling_power_in_watt | 1484
2026-07-31 12:42:32 UTC | bo02_03_CH_ZUESTA | bo02 | 03_CH | ZUESTA | component | ComfortBandCoolingDemand | proportional_gain_in_watt_per_kelvin | 4
2026-07-31 12:42:32 UTC | bo02_03_CH_ZUESTA | bo02 | 03_CH | ZUESTA | component | ComfortBandCoolingDemand | relaxation_factor | 0.55
2026-07-31 12:42:32 UTC | bo02_03_CH_ZUESTA | bo02 | 03_CH | ZUESTA | component | ComfortBandCoolingDemand | theoretical_blend | comfort_only
2026-07-31 12:42:32 UTC | bo02_03_CH_ZUESTA | bo02 | 03_CH | ZUESTA | component | SplitAC | building_name | BUI1
2026-07-31 12:42:32 UTC | bo02_03_CH_ZUESTA | bo02 | 03_CH | ZUESTA | component | SplitAC | name | SplitAC
2026-07-31 12:42:32 UTC | bo02_03_CH_ZUESTA | bo02 | 03_CH | ZUESTA | component | SplitAC | manufacturer | Panasonic
2026-07-31 12:42:32 UTC | bo02_03_CH_ZUESTA | bo02 | 03_CH | ZUESTA | component | SplitAC | model_name | CS-RE18JKE/CU-RE18JKE
2026-07-31 12:42:32 UTC | bo02_03_CH_ZUESTA | bo02 | 03_CH | ZUESTA | component | SplitAC | scale_factor | 0.1652
2026-07-31 12:42:32 UTC | bo02_03_CH_ZUESTA | bo02 | 03_CH | ZUESTA | component | SplitAC | investment_costs_in_euro | 4899
2026-07-31 12:42:32 UTC | bo02_03_CH_ZUESTA | bo02 | 03_CH | ZUESTA | component | SplitAC | lifetime_in_years | 12
2026-07-31 12:42:32 UTC | bo02_03_CH_ZUESTA | bo02 | 03_CH | ZUESTA | component | SplitAC | co2_emissions_kg_co2_eq | 165.8
2026-07-31 12:42:32 UTC | bo02_03_CH_ZUESTA | bo02 | 03_CH | ZUESTA | component | SplitAC | maintenance_costs_in_euro_per_year | 245
2026-07-31 12:42:32 UTC | bo02_03_CH_ZUESTA | bo02 | 03_CH | ZUESTA | component | BuildingThermalPowerSum | building_name | BUI1
2026-07-31 12:42:32 UTC | bo02_03_CH_ZUESTA | bo02 | 03_CH | ZUESTA | component | BuildingThermalPowerSum | name | BuildingThermalPowerSum
2026-07-31 12:42:32 UTC | bo02_03_CH_ZUESTA | bo02 | 03_CH | ZUESTA | component | BuildingThermalPowerSum | loadtype | LoadTypes.ANY
2026-07-31 12:42:32 UTC | bo02_03_CH_ZUESTA | bo02 | 03_CH | ZUESTA | component | BuildingThermalPowerSum | unit | Units.WATT
2026-07-31 12:42:32 UTC | bo02_03_CH_ZUESTA | bo02 | 03_CH | ZUESTA | component | HeatGeneratorTotalThermalPower | building_name | BUI1
2026-07-31 12:42:32 UTC | bo02_03_CH_ZUESTA | bo02 | 03_CH | ZUESTA | component | HeatGeneratorTotalThermalPower | name | HeatGeneratorTotalThermalPower
2026-07-31 12:42:32 UTC | bo02_03_CH_ZUESTA | bo02 | 03_CH | ZUESTA | component | HeatGeneratorTotalThermalPower | loadtype | LoadTypes.ANY
2026-07-31 12:42:32 UTC | bo02_03_CH_ZUESTA | bo02 | 03_CH | ZUESTA | component | HeatGeneratorTotalThermalPower | unit | Units.WATT
2026-07-31 12:42:32 UTC | bo02_03_CH_ZUESTA | bo02 | 03_CH | ZUESTA | component | HeatGeneratorPlantDhwThermalPower | building_name | BUI1
2026-07-31 12:42:32 UTC | bo02_03_CH_ZUESTA | bo02 | 03_CH | ZUESTA | component | HeatGeneratorPlantDhwThermalPower | name | HeatGeneratorPlantDhwThermalPower
2026-07-31 12:42:32 UTC | bo02_03_CH_ZUESTA | bo02 | 03_CH | ZUESTA | component | HeatGeneratorPlantDhwThermalPower | loadtype | LoadTypes.ANY
2026-07-31 12:42:32 UTC | bo02_03_CH_ZUESTA | bo02 | 03_CH | ZUESTA | component | HeatGeneratorPlantDhwThermalPower | unit | Units.WATT
2026-07-31 12:42:32 UTC | bo02_03_CH_ZUESTA | bo02 | 03_CH | ZUESTA | component | SolarDhwThermalPower | building_name | BUI1
2026-07-31 12:42:32 UTC | bo02_03_CH_ZUESTA | bo02 | 03_CH | ZUESTA | component | SolarDhwThermalPower | name | SolarDhwThermalPower
2026-07-31 12:42:32 UTC | bo02_03_CH_ZUESTA | bo02 | 03_CH | ZUESTA | component | SolarDhwThermalPower | value_watt
2026-07-31 12:42:32 UTC | bo02_03_CH_ZUESTA | bo02 | 03_CH | ZUESTA | component | SolarDhwThermalPower | loadtype | LoadTypes.ANY
2026-07-31 12:42:32 UTC | bo02_03_CH_ZUESTA | bo02 | 03_CH | ZUESTA | component | SolarDhwThermalPower | unit | Units.WATT
2026-07-31 12:42:32 UTC | bo02_03_CH_ZUESTA | bo02 | 03_CH | ZUESTA | thermal_storage | SimpleHotWaterStorage | volume_heating_water_storage_in_liter | 530.1
2026-07-31 12:42:32 UTC | bo02_03_CH_ZUESTA | bo02 | 03_CH | ZUESTA | component | BufferRemainingCapacity60C | building_name | BUI1
2026-07-31 12:42:32 UTC | bo02_03_CH_ZUESTA | bo02 | 03_CH | ZUESTA | component | BufferRemainingCapacity60C | name | BufferRemainingCapacity60C
2026-07-31 12:42:32 UTC | bo02_03_CH_ZUESTA | bo02 | 03_CH | ZUESTA | component | BufferRemainingCapacity60C | volume_heating_water_storage_in_liter | 530.1
2026-07-31 12:42:32 UTC | bo02_03_CH_ZUESTA | bo02 | 03_CH | ZUESTA | component | BufferRemainingCapacity60C | max_temperature_in_celsius | 6
2026-07-31 12:42:32 UTC | bo02_03_CH_ZUESTA | bo02 | 03_CH | ZUESTA | component | BufferRemainingCapacity60C | water_density_kg_per_liter | 0.992
2026-07-31 12:42:32 UTC | bo02_03_CH_ZUESTA | bo02 | 03_CH | ZUESTA | component | BufferRemainingCapacity60C | water_specific_heat_capacity_j_per_kg_per_k | 4180
2026-07-31 12:42:32 UTC | bo02_03_CH_ZUESTA | bo02 | 03_CH | ZUESTA | component | OilBoilerController | building_name | BUI1
2026-07-31 12:42:32 UTC | bo02_03_CH_ZUESTA | bo02 | 03_CH | ZUESTA | component | OilBoilerController | name | OilBoilerController
2026-07-31 12:42:32 UTC | bo02_03_CH_ZUESTA | bo02 | 03_CH | ZUESTA | component | OilBoilerController | is_modulating | true
2026-07-31 12:42:32 UTC | bo02_03_CH_ZUESTA | bo02 | 03_CH | ZUESTA | component | OilBoilerController | set_heating_threshold_outside_temperature_in_celsius | 16
2026-07-31 12:42:32 UTC | bo02_03_CH_ZUESTA | bo02 | 03_CH | ZUESTA | component | OilBoilerController | minimal_thermal_power_in_watt | 0
2026-07-31 12:42:32 UTC | bo02_03_CH_ZUESTA | bo02 | 03_CH | ZUESTA | component | OilBoilerController | maximal_thermal_power_in_watt | 7020
2026-07-31 12:42:32 UTC | bo02_03_CH_ZUESTA | bo02 | 03_CH | ZUESTA | component | OilBoilerController | set_temperature_difference_for_full_power | 5
2026-07-31 12:42:32 UTC | bo02_03_CH_ZUESTA | bo02 | 03_CH | ZUESTA | component | OilBoilerController | minimum_runtime_in_seconds | 1800
2026-07-31 12:42:32 UTC | bo02_03_CH_ZUESTA | bo02 | 03_CH | ZUESTA | component | OilBoilerController | minimum_resting_time_in_seconds | 1800
2026-07-31 12:42:32 UTC | bo02_03_CH_ZUESTA | bo02 | 03_CH | ZUESTA | component | OilBoilerController | with_domestic_hot_water_preparation | true
2026-07-31 12:42:32 UTC | bo02_03_CH_ZUESTA | bo02 | 03_CH | ZUESTA | component | OilBoilerController | secondary_mode | false
2026-07-31 12:42:32 UTC | bo02_03_CH_ZUESTA | bo02 | 03_CH | ZUESTA | component | OilBoilerController | hysteresis_water_temperature_offset | 10
2026-07-31 12:42:32 UTC | bo02_03_CH_ZUESTA | bo02 | 03_CH | ZUESTA | component | OilBoilerController | seasonal_modulation_minimum_enabled | false
2026-07-31 12:42:32 UTC | bo02_03_CH_ZUESTA | bo02 | 03_CH | ZUESTA | component | OilBoilerController | winter_modulation_minimum_thermal_power_in_watt
2026-07-31 12:42:32 UTC | bo02_03_CH_ZUESTA | bo02 | 03_CH | ZUESTA | component | OilBoilerController | summer_modulation_minimum_thermal_power_in_watt
2026-07-31 12:42:32 UTC | bo02_03_CH_ZUESTA | bo02 | 03_CH | ZUESTA | component | OilBoilerController | summer_modulation_daily_avg_outdoor_temperature_threshold_celsius | 16
2026-07-31 12:42:32 UTC | bo02_03_CH_ZUESTA | bo02 | 03_CH | ZUESTA | heat_generator | OilBoiler | minimal_thermal_power_in_watt | 0
2026-07-31 12:42:32 UTC | bo02_03_CH_ZUESTA | bo02 | 03_CH | ZUESTA | heat_generator | OilBoiler | maximal_thermal_power_in_watt | 7020
2026-07-31 12:42:32 UTC | bo02_03_CH_ZUESTA | bo02 | 03_CH | ZUESTA | heat_generator | OilBoiler | eff_th_min | 0.6
2026-07-31 12:42:32 UTC | bo02_03_CH_ZUESTA | bo02 | 03_CH | ZUESTA | heat_generator | OilBoiler | eff_th_max | 0.9
2026-07-31 12:42:32 UTC | bo02_03_CH_ZUESTA | bo02 | 03_CH | ZUESTA | heat_generator | OilBoiler | boiler_type | BoilerType.CONVENTIONAL
2026-07-31 12:42:32 UTC | bo02_03_CH_ZUESTA | bo02 | 03_CH | ZUESTA | heat_generator | OilBoiler | energy_carrier | LoadTypes.OIL
2026-07-31 12:42:32 UTC | bo02_03_CH_ZUESTA | bo02 | 03_CH | ZUESTA | component | FuelMeter | building_name | BUI1
2026-07-31 12:42:32 UTC | bo02_03_CH_ZUESTA | bo02 | 03_CH | ZUESTA | component | FuelMeter | name | FuelMeter
2026-07-31 12:42:32 UTC | bo02_03_CH_ZUESTA | bo02 | 03_CH | ZUESTA | component | FuelMeter | fuel_loadtype | LoadTypes.OIL
2026-07-31 12:42:32 UTC | bo02_03_CH_ZUESTA | bo02 | 03_CH | ZUESTA | component | FuelMeter | heating_value_of_fuel_in_kwh_per_liter | 9.822
2026-07-31 12:42:32 UTC | bo02_03_CH_ZUESTA | bo02 | 03_CH | ZUESTA | component | FuelMeter | fuel_density_in_kg_per_m3 | 83
2026-07-31 12:42:32 UTC | bo02_03_CH_ZUESTA | bo02 | 03_CH | ZUESTA | component | FlexibilityPotential | building_name | BUI1
2026-07-31 12:42:32 UTC | bo02_03_CH_ZUESTA | bo02 | 03_CH | ZUESTA | component | FlexibilityPotential | name | FlexibilityPotential
2026-07-31 12:42:32 UTC | bo02_03_CH_ZUESTA | bo02 | 03_CH | ZUESTA | component | FlexibilityPotential | fallback_heating_cop | 1
2026-07-31 12:42:32 UTC | bo02_03_CH_ZUESTA | bo02 | 03_CH | ZUESTA | component | FlexibilityPotential | fallback_cooling_eer
2026-07-31 12:42:32 UTC | bo02_04_CH_ZUESTA | bo02 | 04_CH | ZUESTA | simulation | SimulationParameters | year | 2050
2026-07-31 12:42:32 UTC | bo02_04_CH_ZUESTA | bo02 | 04_CH | ZUESTA | simulation | SimulationParameters | seconds_per_timestep | 9 | s
2026-07-31 12:42:32 UTC | bo02_04_CH_ZUESTA | bo02 | 04_CH | ZUESTA | simulation | SimulationParameters | country | CH
2026-07-31 12:42:32 UTC | bo02_04_CH_ZUESTA | bo02 | 04_CH | ZUESTA | cli | cli_overrides | ARCH | 04_CH
2026-07-31 12:42:32 UTC | bo02_04_CH_ZUESTA | bo02 | 04_CH | ZUESTA | cli | cli_overrides | WEATHER | ZUESTA
2026-07-31 12:42:32 UTC | bo02_04_CH_ZUESTA | bo02 | 04_CH | ZUESTA | cli | cli_overrides | TIME_HORIZON | future
2026-07-31 12:42:32 UTC | bo02_04_CH_ZUESTA | bo02 | 04_CH | ZUESTA | cli | cli_overrides | SCENARIO | none
2026-07-31 12:42:32 UTC | bo02_04_CH_ZUESTA | bo02 | 04_CH | ZUESTA | cli | cli_overrides | OCC | SIA2024
2026-07-31 12:42:32 UTC | bo02_04_CH_ZUESTA | bo02 | 04_CH | ZUESTA | cli | cli_overrides | HEATGEN_SIZING | IDEAL_LOOKUP
2026-07-31 12:42:32 UTC | bo02_04_CH_ZUESTA | bo02 | 04_CH | ZUESTA | cli | cli_overrides | HP_SHARE_OF_IDEAL | 0.8
2026-07-31 12:42:32 UTC | bo02_04_CH_ZUESTA | bo02 | 04_CH | ZUESTA | internal_loads | SIA2024Occupancy | conditioned_floor_area_in_m2 | 19
2026-07-31 12:42:32 UTC | bo02_04_CH_ZUESTA | bo02 | 04_CH | ZUESTA | internal_loads | SIA2024Occupancy | appliances_load_w_per_m2 | 1
2026-07-31 12:42:32 UTC | bo02_04_CH_ZUESTA | bo02 | 04_CH | ZUESTA | internal_loads | SIA2024Occupancy | lighting_load_w_per_m2 | 3
2026-07-31 12:42:32 UTC | bo02_04_CH_ZUESTA | bo02 | 04_CH | ZUESTA | internal_loads | SIA2024Occupancy | lighting_annual_full_load_hours | 846
2026-07-31 12:42:32 UTC | bo02_04_CH_ZUESTA | bo02 | 04_CH | ZUESTA | internal_loads | SIA2024Occupancy | appliances_yearly_utilization_per_month | 0.7995
2026-07-31 12:42:32 UTC | bo02_04_CH_ZUESTA | bo02 | 04_CH | ZUESTA | weather | Weather | source_path | C:\Users\het\HiSim\hisim\inputs\weather\custom_csv\Zurich\NABZUE_2060_RCP85_DRY.csv
2026-07-31 12:42:32 UTC | bo02_04_CH_ZUESTA | bo02 | 04_CH | ZUESTA | weather | Weather | location | Zurich
2026-07-31 12:42:32 UTC | bo02_04_CH_ZUESTA | bo02 | 04_CH | ZUESTA | weather | Weather | name | Weather
2026-07-31 12:42:32 UTC | bo02_04_CH_ZUESTA | bo02 | 04_CH | ZUESTA | component | ElectricityMeter | building_name | BUI1
2026-07-31 12:42:32 UTC | bo02_04_CH_ZUESTA | bo02 | 04_CH | ZUESTA | component | ElectricityMeter | name | ElectricityMeter
2026-07-31 12:42:32 UTC | bo02_04_CH_ZUESTA | bo02 | 04_CH | ZUESTA | building | Building | building_name | 1961_1970
2026-07-31 12:42:32 UTC | bo02_04_CH_ZUESTA | bo02 | 04_CH | ZUESTA | building | Building | building_code | AT.N.SFH.04.Gen.ReEx.001.002
2026-07-31 12:42:32 UTC | bo02_04_CH_ZUESTA | bo02 | 04_CH | ZUESTA | building | Building | building_heat_capacity_class | heavy
2026-07-31 12:42:32 UTC | bo02_04_CH_ZUESTA | bo02 | 04_CH | ZUESTA | building | Building | absolute_conditioned_floor_area_in_m2 | 190
2026-07-31 12:42:32 UTC | bo02_04_CH_ZUESTA | bo02 | 04_CH | ZUESTA | building | Building | heating_reference_temperature_in_celsius | -8
2026-07-31 12:42:32 UTC | bo02_04_CH_ZUESTA | bo02 | 04_CH | ZUESTA | building | Building | floor_u_value_in_watt_per_m2_per_kelvin | 1
2026-07-31 12:42:32 UTC | bo02_04_CH_ZUESTA | bo02 | 04_CH | ZUESTA | building | Building | floor_area_in_m2 | 99.2
2026-07-31 12:42:32 UTC | bo02_04_CH_ZUESTA | bo02 | 04_CH | ZUESTA | building | Building | facade_u_value_in_watt_per_m2_per_kelvin | 0.7
2026-07-31 12:42:32 UTC | bo02_04_CH_ZUESTA | bo02 | 04_CH | ZUESTA | building | Building | facade_area_in_m2 | 163.4
2026-07-31 12:42:32 UTC | bo02_04_CH_ZUESTA | bo02 | 04_CH | ZUESTA | building | Building | roof_u_value_in_watt_per_m2_per_kelvin | 0.47
2026-07-31 12:42:32 UTC | bo02_04_CH_ZUESTA | bo02 | 04_CH | ZUESTA | building | Building | roof_area_in_m2 | 108.8
2026-07-31 12:42:32 UTC | bo02_04_CH_ZUESTA | bo02 | 04_CH | ZUESTA | building | Building | window_u_value_in_watt_per_m2_per_kelvin | 1.7
2026-07-31 12:42:32 UTC | bo02_04_CH_ZUESTA | bo02 | 04_CH | ZUESTA | building | Building | window_area_in_m2 | 30.4
2026-07-31 12:42:32 UTC | bo02_04_CH_ZUESTA | bo02 | 04_CH | ZUESTA | building | Building | door_u_value_in_watt_per_m2_per_kelvin
2026-07-31 12:42:32 UTC | bo02_04_CH_ZUESTA | bo02 | 04_CH | ZUESTA | building | Building | door_area_in_m2
2026-07-31 12:42:32 UTC | bo02_04_CH_ZUESTA | bo02 | 04_CH | ZUESTA | building | Building | set_heating_temperature_in_celsius | 20.5
2026-07-31 12:42:32 UTC | bo02_04_CH_ZUESTA | bo02 | 04_CH | ZUESTA | building | Building | set_cooling_temperature_in_celsius | 25
2026-07-31 12:42:32 UTC | bo02_04_CH_ZUESTA | bo02 | 04_CH | ZUESTA | building | Building | natural_ventilation_m3_per_h_per_person | 29
2026-07-31 12:42:32 UTC | bo02_04_CH_ZUESTA | bo02 | 04_CH | ZUESTA | building | Building | sia_natural_ventilation_m3_per_h_per_m2 | 0.6
2026-07-31 12:42:32 UTC | bo02_04_CH_ZUESTA | bo02 | 04_CH | ZUESTA | building | Building | swiss_infiltration_rate_per_h | 0.3
2026-07-31 12:42:32 UTC | bo02_04_CH_ZUESTA | bo02 | 04_CH | ZUESTA | building | Building | heating_demand_mode | iso13790
2026-07-31 12:42:32 UTC | bo02_04_CH_ZUESTA | bo02 | 04_CH | ZUESTA | building | Building | operative_heating_proportional_band_in_celsius | 1
2026-07-31 12:42:32 UTC | bo02_04_CH_ZUESTA | bo02 | 04_CH | ZUESTA | building | Building | operative_heating_proportional_gain | 1
2026-07-31 12:42:32 UTC | bo02_04_CH_ZUESTA | bo02 | 04_CH | ZUESTA | building | Building | control_comfort_lower_bound_shift_in_celsius
2026-07-31 12:42:32 UTC | bo02_04_CH_ZUESTA | bo02 | 04_CH | ZUESTA | building | Building | comfort_aware_seasonal_heating_gate | true
2026-07-31 12:42:32 UTC | bo02_04_CH_ZUESTA | bo02 | 04_CH | ZUESTA | component | StrictComfortDemandController | building_name | BUI1
2026-07-31 12:42:32 UTC | bo02_04_CH_ZUESTA | bo02 | 04_CH | ZUESTA | component | StrictComfortDemandController | name | StrictComfortDemandController
2026-07-31 12:42:32 UTC | bo02_04_CH_ZUESTA | bo02 | 04_CH | ZUESTA | component | StrictComfortDemandController | temperature_air_heating_in_celsius | 20.5
2026-07-31 12:42:32 UTC | bo02_04_CH_ZUESTA | bo02 | 04_CH | ZUESTA | component | StrictComfortDemandController | temperature_air_cooling_in_celsius | 24
2026-07-31 12:42:32 UTC | bo02_04_CH_ZUESTA | bo02 | 04_CH | ZUESTA | component | StrictComfortDemandController | offset | 0.5
2026-07-31 12:42:32 UTC | bo02_04_CH_ZUESTA | bo02 | 04_CH | ZUESTA | component | StrictComfortDemandController | mode | 2
2026-07-31 12:42:32 UTC | bo02_04_CH_ZUESTA | bo02 | 04_CH | ZUESTA | component | StrictComfortDemandController | use_adaptive_comfort_band | true
2026-07-31 12:42:32 UTC | bo02_04_CH_ZUESTA | bo02 | 04_CH | ZUESTA | component | StrictComfortDemandController | control_strategy | strict_comfort_band_v1
2026-07-31 12:42:32 UTC | bo02_04_CH_ZUESTA | bo02 | 04_CH | ZUESTA | component | StrictComfortDemandController | comfort_band_inner_offset_in_celsius | 0.5
2026-07-31 12:42:32 UTC | bo02_04_CH_ZUESTA | bo02 | 04_CH | ZUESTA | component | StrictComfortDemandController | comfort_band_inner_offset_lower_in_celsius | 1
2026-07-31 12:42:32 UTC | bo02_04_CH_ZUESTA | bo02 | 04_CH | ZUESTA | component | StrictComfortDemandController | comfort_band_inner_offset_upper_in_celsius | 0.5
2026-07-31 12:42:32 UTC | bo02_04_CH_ZUESTA | bo02 | 04_CH | ZUESTA | component | StrictComfortDemandController | heating_disabled_above_running_mean_outdoor_temperature_in_celsius | 18
2026-07-31 12:42:32 UTC | bo02_04_CH_ZUESTA | bo02 | 04_CH | ZUESTA | component | StrictComfortDemandController | cooling_enabled_above_running_mean_outdoor_temperature_in_celsius | 22
2026-07-31 12:42:32 UTC | bo02_04_CH_ZUESTA | bo02 | 04_CH | ZUESTA | component | ComfortBandHeatingDemand | building_name | BUI1
2026-07-31 12:42:32 UTC | bo02_04_CH_ZUESTA | bo02 | 04_CH | ZUESTA | component | ComfortBandHeatingDemand | name | ComfortBandHeatingDemand
2026-07-31 12:42:32 UTC | bo02_04_CH_ZUESTA | bo02 | 04_CH | ZUESTA | component | ComfortBandHeatingDemand | max_heating_power_in_watt | 10850.1
2026-07-31 12:42:32 UTC | bo02_04_CH_ZUESTA | bo02 | 04_CH | ZUESTA | component | ComfortBandHeatingDemand | proportional_gain_in_watt_per_kelvin | 21700.3
2026-07-31 12:42:32 UTC | bo02_04_CH_ZUESTA | bo02 | 04_CH | ZUESTA | component | StrictComfortSetpointModifier | building_name | BUI1
2026-07-31 12:42:32 UTC | bo02_04_CH_ZUESTA | bo02 | 04_CH | ZUESTA | component | StrictComfortSetpointModifier | name | StrictComfortSetpointModifier
2026-07-31 12:42:32 UTC | bo02_04_CH_ZUESTA | bo02 | 04_CH | ZUESTA | component | StrictComfortSetpointModifier | base_heating_setpoint_in_celsius | 20.5
2026-07-31 12:42:32 UTC | bo02_04_CH_ZUESTA | bo02 | 04_CH | ZUESTA | component | StrictComfortSetpointModifier | recovery_gain | 5
2026-07-31 12:42:32 UTC | bo02_04_CH_ZUESTA | bo02 | 04_CH | ZUESTA | component | StrictComfortSetpointModifier | max_recovery_boost_in_celsius | 5
2026-07-31 12:42:32 UTC | bo02_04_CH_ZUESTA | bo02 | 04_CH | ZUESTA | component | StrictComfortSetpointModifier | clamp_min_modifier_in_celsius
2026-07-31 12:42:32 UTC | bo02_04_CH_ZUESTA | bo02 | 04_CH | ZUESTA | component | StrictComfortSetpointModifier | clamp_max_modifier_in_celsius | 15
2026-07-31 12:42:32 UTC | bo02_04_CH_ZUESTA | bo02 | 04_CH | ZUESTA | component | HeatDistributionController | building_name | BUI1
2026-07-31 12:42:32 UTC | bo02_04_CH_ZUESTA | bo02 | 04_CH | ZUESTA | component | HeatDistributionController | name | HeatDistributionController
2026-07-31 12:42:32 UTC | bo02_04_CH_ZUESTA | bo02 | 04_CH | ZUESTA | component | HeatDistributionController | heating_system | HeatDistributionSystemType.FLOORHEATING
2026-07-31 12:42:32 UTC | bo02_04_CH_ZUESTA | bo02 | 04_CH | ZUESTA | component | HeatDistributionController | set_heating_threshold_outside_temperature_in_celsius | 16
2026-07-31 12:42:32 UTC | bo02_04_CH_ZUESTA | bo02 | 04_CH | ZUESTA | component | HeatDistributionController | heating_reference_temperature_in_celsius | -8
2026-07-31 12:42:32 UTC | bo02_04_CH_ZUESTA | bo02 | 04_CH | ZUESTA | component | HeatDistributionController | set_heating_temperature_for_building_in_celsius | 20.5
2026-07-31 12:42:32 UTC | bo02_04_CH_ZUESTA | bo02 | 04_CH | ZUESTA | component | HeatDistributionController | set_cooling_temperature_for_building_in_celsius | 25
2026-07-31 12:42:32 UTC | bo02_04_CH_ZUESTA | bo02 | 04_CH | ZUESTA | component | HeatDistributionController | heating_load_of_building_in_watt | 10850.1
2026-07-31 12:42:32 UTC | bo02_04_CH_ZUESTA | bo02 | 04_CH | ZUESTA | heat_distribution | HeatDistributionSystem | absolute_conditioned_floor_area_in_m2 | 19
2026-07-31 12:42:32 UTC | bo02_04_CH_ZUESTA | bo02 | 04_CH | ZUESTA | component | SplitACController | building_name | BUI1
2026-07-31 12:42:32 UTC | bo02_04_CH_ZUESTA | bo02 | 04_CH | ZUESTA | component | SplitACController | name | SplitACController
2026-07-31 12:42:32 UTC | bo02_04_CH_ZUESTA | bo02 | 04_CH | ZUESTA | component | SplitACController | heating_set_temperature_deg_c
2026-07-31 12:42:32 UTC | bo02_04_CH_ZUESTA | bo02 | 04_CH | ZUESTA | component | SplitACController | cooling_set_temperature_deg_c | 25
2026-07-31 12:42:32 UTC | bo02_04_CH_ZUESTA | bo02 | 04_CH | ZUESTA | component | SplitACController | minimum_runtime_s | 1800
2026-07-31 12:42:32 UTC | bo02_04_CH_ZUESTA | bo02 | 04_CH | ZUESTA | component | SplitACController | minimum_idle_time_s | 900
2026-07-31 12:42:32 UTC | bo02_04_CH_ZUESTA | bo02 | 04_CH | ZUESTA | component | SplitACController | offset | 5
2026-07-31 12:42:32 UTC | bo02_04_CH_ZUESTA | bo02 | 04_CH | ZUESTA | component | SplitACController | temperature_difference_full_power_deg_c | 3
2026-07-31 12:42:32 UTC | bo02_04_CH_ZUESTA | bo02 | 04_CH | ZUESTA | component | SplitACController | minimum_modulation
2026-07-31 12:42:32 UTC | bo02_04_CH_ZUESTA | bo02 | 04_CH | ZUESTA | component | ComfortBandCoolingDemand | building_name | BUI1
2026-07-31 12:42:32 UTC | bo02_04_CH_ZUESTA | bo02 | 04_CH | ZUESTA | component | ComfortBandCoolingDemand | name | ComfortBandCoolingDemand
2026-07-31 12:42:32 UTC | bo02_04_CH_ZUESTA | bo02 | 04_CH | ZUESTA | component | ComfortBandCoolingDemand | max_cooling_power_in_watt | 1520
2026-07-31 12:42:32 UTC | bo02_04_CH_ZUESTA | bo02 | 04_CH | ZUESTA | component | ComfortBandCoolingDemand | proportional_gain_in_watt_per_kelvin | 4
2026-07-31 12:42:32 UTC | bo02_04_CH_ZUESTA | bo02 | 04_CH | ZUESTA | component | ComfortBandCoolingDemand | relaxation_factor | 0.55
2026-07-31 12:42:32 UTC | bo02_04_CH_ZUESTA | bo02 | 04_CH | ZUESTA | component | ComfortBandCoolingDemand | theoretical_blend | comfort_only
2026-07-31 12:42:32 UTC | bo02_04_CH_ZUESTA | bo02 | 04_CH | ZUESTA | component | SplitAC | building_name | BUI1
2026-07-31 12:42:32 UTC | bo02_04_CH_ZUESTA | bo02 | 04_CH | ZUESTA | component | SplitAC | name | SplitAC
2026-07-31 12:42:32 UTC | bo02_04_CH_ZUESTA | bo02 | 04_CH | ZUESTA | component | SplitAC | manufacturer | Panasonic
2026-07-31 12:42:32 UTC | bo02_04_CH_ZUESTA | bo02 | 04_CH | ZUESTA | component | SplitAC | model_name | CS-RE18JKE/CU-RE18JKE
2026-07-31 12:42:32 UTC | bo02_04_CH_ZUESTA | bo02 | 04_CH | ZUESTA | component | SplitAC | scale_factor | 0.2358
2026-07-31 12:42:32 UTC | bo02_04_CH_ZUESTA | bo02 | 04_CH | ZUESTA | component | SplitAC | investment_costs_in_euro | 6800
2026-07-31 12:42:32 UTC | bo02_04_CH_ZUESTA | bo02 | 04_CH | ZUESTA | component | SplitAC | lifetime_in_years | 12
2026-07-31 12:42:32 UTC | bo02_04_CH_ZUESTA | bo02 | 04_CH | ZUESTA | component | SplitAC | co2_emissions_kg_co2_eq | 165.8
2026-07-31 12:42:32 UTC | bo02_04_CH_ZUESTA | bo02 | 04_CH | ZUESTA | component | SplitAC | maintenance_costs_in_euro_per_year | 34
2026-07-31 12:42:32 UTC | bo02_04_CH_ZUESTA | bo02 | 04_CH | ZUESTA | component | BuildingThermalPowerSum | building_name | BUI1
2026-07-31 12:42:32 UTC | bo02_04_CH_ZUESTA | bo02 | 04_CH | ZUESTA | component | BuildingThermalPowerSum | name | BuildingThermalPowerSum
2026-07-31 12:42:32 UTC | bo02_04_CH_ZUESTA | bo02 | 04_CH | ZUESTA | component | BuildingThermalPowerSum | loadtype | LoadTypes.ANY
2026-07-31 12:42:32 UTC | bo02_04_CH_ZUESTA | bo02 | 04_CH | ZUESTA | component | BuildingThermalPowerSum | unit | Units.WATT
2026-07-31 12:42:32 UTC | bo02_04_CH_ZUESTA | bo02 | 04_CH | ZUESTA | component | HeatGeneratorTotalThermalPower | building_name | BUI1
2026-07-31 12:42:32 UTC | bo02_04_CH_ZUESTA | bo02 | 04_CH | ZUESTA | component | HeatGeneratorTotalThermalPower | name | HeatGeneratorTotalThermalPower
2026-07-31 12:42:32 UTC | bo02_04_CH_ZUESTA | bo02 | 04_CH | ZUESTA | component | HeatGeneratorTotalThermalPower | loadtype | LoadTypes.ANY
2026-07-31 12:42:32 UTC | bo02_04_CH_ZUESTA | bo02 | 04_CH | ZUESTA | component | HeatGeneratorTotalThermalPower | unit | Units.WATT
2026-07-31 12:42:32 UTC | bo02_04_CH_ZUESTA | bo02 | 04_CH | ZUESTA | component | HeatGeneratorPlantDhwThermalPower | building_name | BUI1
2026-07-31 12:42:32 UTC | bo02_04_CH_ZUESTA | bo02 | 04_CH | ZUESTA | component | HeatGeneratorPlantDhwThermalPower | name | HeatGeneratorPlantDhwThermalPower
2026-07-31 12:42:32 UTC | bo02_04_CH_ZUESTA | bo02 | 04_CH | ZUESTA | component | HeatGeneratorPlantDhwThermalPower | loadtype | LoadTypes.ANY
2026-07-31 12:42:32 UTC | bo02_04_CH_ZUESTA | bo02 | 04_CH | ZUESTA | component | HeatGeneratorPlantDhwThermalPower | unit | Units.WATT
2026-07-31 12:42:32 UTC | bo02_04_CH_ZUESTA | bo02 | 04_CH | ZUESTA | component | SolarDhwThermalPower | building_name | BUI1
2026-07-31 12:42:32 UTC | bo02_04_CH_ZUESTA | bo02 | 04_CH | ZUESTA | component | SolarDhwThermalPower | name | SolarDhwThermalPower
2026-07-31 12:42:32 UTC | bo02_04_CH_ZUESTA | bo02 | 04_CH | ZUESTA | component | SolarDhwThermalPower | value_watt
2026-07-31 12:42:32 UTC | bo02_04_CH_ZUESTA | bo02 | 04_CH | ZUESTA | component | SolarDhwThermalPower | loadtype | LoadTypes.ANY
2026-07-31 12:42:32 UTC | bo02_04_CH_ZUESTA | bo02 | 04_CH | ZUESTA | component | SolarDhwThermalPower | unit | Units.WATT
2026-07-31 12:42:32 UTC | bo02_04_CH_ZUESTA | bo02 | 04_CH | ZUESTA | thermal_storage | SimpleHotWaterStorage | volume_heating_water_storage_in_liter | 542.5
2026-07-31 12:42:32 UTC | bo02_04_CH_ZUESTA | bo02 | 04_CH | ZUESTA | component | BufferRemainingCapacity60C | building_name | BUI1
2026-07-31 12:42:32 UTC | bo02_04_CH_ZUESTA | bo02 | 04_CH | ZUESTA | component | BufferRemainingCapacity60C | name | BufferRemainingCapacity60C
2026-07-31 12:42:32 UTC | bo02_04_CH_ZUESTA | bo02 | 04_CH | ZUESTA | component | BufferRemainingCapacity60C | volume_heating_water_storage_in_liter | 542.5
2026-07-31 12:42:32 UTC | bo02_04_CH_ZUESTA | bo02 | 04_CH | ZUESTA | component | BufferRemainingCapacity60C | max_temperature_in_celsius | 6
2026-07-31 12:42:32 UTC | bo02_04_CH_ZUESTA | bo02 | 04_CH | ZUESTA | component | BufferRemainingCapacity60C | water_density_kg_per_liter | 0.992
2026-07-31 12:42:32 UTC | bo02_04_CH_ZUESTA | bo02 | 04_CH | ZUESTA | component | BufferRemainingCapacity60C | water_specific_heat_capacity_j_per_kg_per_k | 4180
2026-07-31 12:42:32 UTC | bo02_04_CH_ZUESTA | bo02 | 04_CH | ZUESTA | component | OilBoilerController | building_name | BUI1
2026-07-31 12:42:32 UTC | bo02_04_CH_ZUESTA | bo02 | 04_CH | ZUESTA | component | OilBoilerController | name | OilBoilerController
2026-07-31 12:42:32 UTC | bo02_04_CH_ZUESTA | bo02 | 04_CH | ZUESTA | component | OilBoilerController | is_modulating | true
2026-07-31 12:42:32 UTC | bo02_04_CH_ZUESTA | bo02 | 04_CH | ZUESTA | component | OilBoilerController | set_heating_threshold_outside_temperature_in_celsius | 16
2026-07-31 12:42:32 UTC | bo02_04_CH_ZUESTA | bo02 | 04_CH | ZUESTA | component | OilBoilerController | minimal_thermal_power_in_watt | 0
2026-07-31 12:42:32 UTC | bo02_04_CH_ZUESTA | bo02 | 04_CH | ZUESTA | component | OilBoilerController | maximal_thermal_power_in_watt | 7330
2026-07-31 12:42:32 UTC | bo02_04_CH_ZUESTA | bo02 | 04_CH | ZUESTA | component | OilBoilerController | set_temperature_difference_for_full_power | 5
2026-07-31 12:42:32 UTC | bo02_04_CH_ZUESTA | bo02 | 04_CH | ZUESTA | component | OilBoilerController | minimum_runtime_in_seconds | 1800
2026-07-31 12:42:32 UTC | bo02_04_CH_ZUESTA | bo02 | 04_CH | ZUESTA | component | OilBoilerController | minimum_resting_time_in_seconds | 1800
2026-07-31 12:42:32 UTC | bo02_04_CH_ZUESTA | bo02 | 04_CH | ZUESTA | component | OilBoilerController | with_domestic_hot_water_preparation | true
2026-07-31 12:42:32 UTC | bo02_04_CH_ZUESTA | bo02 | 04_CH | ZUESTA | component | OilBoilerController | secondary_mode | false
2026-07-31 12:42:32 UTC | bo02_04_CH_ZUESTA | bo02 | 04_CH | ZUESTA | component | OilBoilerController | hysteresis_water_temperature_offset | 10
2026-07-31 12:42:32 UTC | bo02_04_CH_ZUESTA | bo02 | 04_CH | ZUESTA | component | OilBoilerController | seasonal_modulation_minimum_enabled | false
2026-07-31 12:42:32 UTC | bo02_04_CH_ZUESTA | bo02 | 04_CH | ZUESTA | component | OilBoilerController | winter_modulation_minimum_thermal_power_in_watt
2026-07-31 12:42:32 UTC | bo02_04_CH_ZUESTA | bo02 | 04_CH | ZUESTA | component | OilBoilerController | summer_modulation_minimum_thermal_power_in_watt
2026-07-31 12:42:32 UTC | bo02_04_CH_ZUESTA | bo02 | 04_CH | ZUESTA | component | OilBoilerController | summer_modulation_daily_avg_outdoor_temperature_threshold_celsius | 16
2026-07-31 12:42:32 UTC | bo02_04_CH_ZUESTA | bo02 | 04_CH | ZUESTA | heat_generator | OilBoiler | minimal_thermal_power_in_watt | 0
2026-07-31 12:42:32 UTC | bo02_04_CH_ZUESTA | bo02 | 04_CH | ZUESTA | heat_generator | OilBoiler | maximal_thermal_power_in_watt | 7330
2026-07-31 12:42:32 UTC | bo02_04_CH_ZUESTA | bo02 | 04_CH | ZUESTA | heat_generator | OilBoiler | eff_th_min | 0.6
2026-07-31 12:42:32 UTC | bo02_04_CH_ZUESTA | bo02 | 04_CH | ZUESTA | heat_generator | OilBoiler | eff_th_max | 0.9
2026-07-31 12:42:32 UTC | bo02_04_CH_ZUESTA | bo02 | 04_CH | ZUESTA | heat_generator | OilBoiler | boiler_type | BoilerType.CONVENTIONAL
2026-07-31 12:42:32 UTC | bo02_04_CH_ZUESTA | bo02 | 04_CH | ZUESTA | heat_generator | OilBoiler | energy_carrier | LoadTypes.OIL
2026-07-31 12:42:32 UTC | bo02_04_CH_ZUESTA | bo02 | 04_CH | ZUESTA | component | FuelMeter | building_name | BUI1
2026-07-31 12:42:32 UTC | bo02_04_CH_ZUESTA | bo02 | 04_CH | ZUESTA | component | FuelMeter | name | FuelMeter
2026-07-31 12:42:32 UTC | bo02_04_CH_ZUESTA | bo02 | 04_CH | ZUESTA | component | FuelMeter | fuel_loadtype | LoadTypes.OIL
2026-07-31 12:42:32 UTC | bo02_04_CH_ZUESTA | bo02 | 04_CH | ZUESTA | component | FuelMeter | heating_value_of_fuel_in_kwh_per_liter | 9.822
2026-07-31 12:42:32 UTC | bo02_04_CH_ZUESTA | bo02 | 04_CH | ZUESTA | component | FuelMeter | fuel_density_in_kg_per_m3 | 83
2026-07-31 12:42:32 UTC | bo02_04_CH_ZUESTA | bo02 | 04_CH | ZUESTA | component | FlexibilityPotential | building_name | BUI1
2026-07-31 12:42:32 UTC | bo02_04_CH_ZUESTA | bo02 | 04_CH | ZUESTA | component | FlexibilityPotential | name | FlexibilityPotential
2026-07-31 12:42:32 UTC | bo02_04_CH_ZUESTA | bo02 | 04_CH | ZUESTA | component | FlexibilityPotential | fallback_heating_cop | 1
2026-07-31 12:42:32 UTC | bo02_04_CH_ZUESTA | bo02 | 04_CH | ZUESTA | component | FlexibilityPotential | fallback_cooling_eer
2026-07-31 12:42:32 UTC | bo02_05_CH_ZUESTA | bo02 | 05_CH | ZUESTA | simulation | SimulationParameters | year | 2050
2026-07-31 12:42:32 UTC | bo02_05_CH_ZUESTA | bo02 | 05_CH | ZUESTA | simulation | SimulationParameters | seconds_per_timestep | 9 | s
2026-07-31 12:42:32 UTC | bo02_05_CH_ZUESTA | bo02 | 05_CH | ZUESTA | simulation | SimulationParameters | country | CH
2026-07-31 12:42:32 UTC | bo02_05_CH_ZUESTA | bo02 | 05_CH | ZUESTA | cli | cli_overrides | ARCH | 05_CH
2026-07-31 12:42:32 UTC | bo02_05_CH_ZUESTA | bo02 | 05_CH | ZUESTA | cli | cli_overrides | WEATHER | ZUESTA
2026-07-31 12:42:32 UTC | bo02_05_CH_ZUESTA | bo02 | 05_CH | ZUESTA | cli | cli_overrides | TIME_HORIZON | future
2026-07-31 12:42:32 UTC | bo02_05_CH_ZUESTA | bo02 | 05_CH | ZUESTA | cli | cli_overrides | SCENARIO | none
2026-07-31 12:42:32 UTC | bo02_05_CH_ZUESTA | bo02 | 05_CH | ZUESTA | cli | cli_overrides | OCC | SIA2024
2026-07-31 12:42:32 UTC | bo02_05_CH_ZUESTA | bo02 | 05_CH | ZUESTA | cli | cli_overrides | HEATGEN_SIZING | IDEAL_LOOKUP
2026-07-31 12:42:32 UTC | bo02_05_CH_ZUESTA | bo02 | 05_CH | ZUESTA | cli | cli_overrides | HP_SHARE_OF_IDEAL | 0.8
2026-07-31 12:42:32 UTC | bo02_05_CH_ZUESTA | bo02 | 05_CH | ZUESTA | internal_loads | SIA2024Occupancy | conditioned_floor_area_in_m2 | 2
2026-07-31 12:42:32 UTC | bo02_05_CH_ZUESTA | bo02 | 05_CH | ZUESTA | internal_loads | SIA2024Occupancy | appliances_load_w_per_m2 | 1
2026-07-31 12:42:32 UTC | bo02_05_CH_ZUESTA | bo02 | 05_CH | ZUESTA | internal_loads | SIA2024Occupancy | lighting_load_w_per_m2 | 3
2026-07-31 12:42:32 UTC | bo02_05_CH_ZUESTA | bo02 | 05_CH | ZUESTA | internal_loads | SIA2024Occupancy | lighting_annual_full_load_hours | 846
2026-07-31 12:42:32 UTC | bo02_05_CH_ZUESTA | bo02 | 05_CH | ZUESTA | internal_loads | SIA2024Occupancy | appliances_yearly_utilization_per_month | 0.7995
2026-07-31 12:42:32 UTC | bo02_05_CH_ZUESTA | bo02 | 05_CH | ZUESTA | weather | Weather | source_path | C:\Users\het\HiSim\hisim\inputs\weather\custom_csv\Zurich\NABZUE_2060_RCP85_DRY.csv
2026-07-31 12:42:32 UTC | bo02_05_CH_ZUESTA | bo02 | 05_CH | ZUESTA | weather | Weather | location | Zurich
2026-07-31 12:42:32 UTC | bo02_05_CH_ZUESTA | bo02 | 05_CH | ZUESTA | weather | Weather | name | Weather
2026-07-31 12:42:32 UTC | bo02_05_CH_ZUESTA | bo02 | 05_CH | ZUESTA | component | ElectricityMeter | building_name | BUI1
2026-07-31 12:42:32 UTC | bo02_05_CH_ZUESTA | bo02 | 05_CH | ZUESTA | component | ElectricityMeter | name | ElectricityMeter
2026-07-31 12:42:32 UTC | bo02_05_CH_ZUESTA | bo02 | 05_CH | ZUESTA | building | Building | building_name | 1971_1980
2026-07-31 12:42:32 UTC | bo02_05_CH_ZUESTA | bo02 | 05_CH | ZUESTA | building | Building | building_code | AT.N.SFH.04.Gen.ReEx.001.002
2026-07-31 12:42:32 UTC | bo02_05_CH_ZUESTA | bo02 | 05_CH | ZUESTA | building | Building | building_heat_capacity_class | medium
2026-07-31 12:42:32 UTC | bo02_05_CH_ZUESTA | bo02 | 05_CH | ZUESTA | building | Building | absolute_conditioned_floor_area_in_m2 | 200
2026-07-31 12:42:32 UTC | bo02_05_CH_ZUESTA | bo02 | 05_CH | ZUESTA | building | Building | heating_reference_temperature_in_celsius | -8
2026-07-31 12:42:32 UTC | bo02_05_CH_ZUESTA | bo02 | 05_CH | ZUESTA | building | Building | floor_u_value_in_watt_per_m2_per_kelvin | 0.88
2026-07-31 12:42:32 UTC | bo02_05_CH_ZUESTA | bo02 | 05_CH | ZUESTA | building | Building | floor_area_in_m2 | 102.9
2026-07-31 12:42:32 UTC | bo02_05_CH_ZUESTA | bo02 | 05_CH | ZUESTA | building | Building | facade_u_value_in_watt_per_m2_per_kelvin | 0.56
2026-07-31 12:42:32 UTC | bo02_05_CH_ZUESTA | bo02 | 05_CH | ZUESTA | building | Building | facade_area_in_m2 | 162.6
2026-07-31 12:42:32 UTC | bo02_05_CH_ZUESTA | bo02 | 05_CH | ZUESTA | building | Building | roof_u_value_in_watt_per_m2_per_kelvin | 0.41
2026-07-31 12:42:32 UTC | bo02_05_CH_ZUESTA | bo02 | 05_CH | ZUESTA | building | Building | roof_area_in_m2 | 114.7
2026-07-31 12:42:32 UTC | bo02_05_CH_ZUESTA | bo02 | 05_CH | ZUESTA | building | Building | window_u_value_in_watt_per_m2_per_kelvin | 1.7
2026-07-31 12:42:32 UTC | bo02_05_CH_ZUESTA | bo02 | 05_CH | ZUESTA | building | Building | window_area_in_m2 | 32
2026-07-31 12:42:32 UTC | bo02_05_CH_ZUESTA | bo02 | 05_CH | ZUESTA | building | Building | door_u_value_in_watt_per_m2_per_kelvin
2026-07-31 12:42:32 UTC | bo02_05_CH_ZUESTA | bo02 | 05_CH | ZUESTA | building | Building | door_area_in_m2
2026-07-31 12:42:32 UTC | bo02_05_CH_ZUESTA | bo02 | 05_CH | ZUESTA | building | Building | set_heating_temperature_in_celsius | 20.5
2026-07-31 12:42:32 UTC | bo02_05_CH_ZUESTA | bo02 | 05_CH | ZUESTA | building | Building | set_cooling_temperature_in_celsius | 25
2026-07-31 12:42:32 UTC | bo02_05_CH_ZUESTA | bo02 | 05_CH | ZUESTA | building | Building | natural_ventilation_m3_per_h_per_person | 29
2026-07-31 12:42:32 UTC | bo02_05_CH_ZUESTA | bo02 | 05_CH | ZUESTA | building | Building | sia_natural_ventilation_m3_per_h_per_m2 | 0.6
2026-07-31 12:42:32 UTC | bo02_05_CH_ZUESTA | bo02 | 05_CH | ZUESTA | building | Building | swiss_infiltration_rate_per_h | 0.3
2026-07-31 12:42:32 UTC | bo02_05_CH_ZUESTA | bo02 | 05_CH | ZUESTA | building | Building | heating_demand_mode | iso13790
2026-07-31 12:42:32 UTC | bo02_05_CH_ZUESTA | bo02 | 05_CH | ZUESTA | building | Building | operative_heating_proportional_band_in_celsius | 1
2026-07-31 12:42:32 UTC | bo02_05_CH_ZUESTA | bo02 | 05_CH | ZUESTA | building | Building | operative_heating_proportional_gain | 1
2026-07-31 12:42:32 UTC | bo02_05_CH_ZUESTA | bo02 | 05_CH | ZUESTA | building | Building | control_comfort_lower_bound_shift_in_celsius
2026-07-31 12:42:32 UTC | bo02_05_CH_ZUESTA | bo02 | 05_CH | ZUESTA | building | Building | comfort_aware_seasonal_heating_gate | true
2026-07-31 12:42:32 UTC | bo02_05_CH_ZUESTA | bo02 | 05_CH | ZUESTA | component | StrictComfortDemandController | building_name | BUI1
2026-07-31 12:42:32 UTC | bo02_05_CH_ZUESTA | bo02 | 05_CH | ZUESTA | component | StrictComfortDemandController | name | StrictComfortDemandController
2026-07-31 12:42:32 UTC | bo02_05_CH_ZUESTA | bo02 | 05_CH | ZUESTA | component | StrictComfortDemandController | temperature_air_heating_in_celsius | 20.5
2026-07-31 12:42:32 UTC | bo02_05_CH_ZUESTA | bo02 | 05_CH | ZUESTA | component | StrictComfortDemandController | temperature_air_cooling_in_celsius | 24
2026-07-31 12:42:32 UTC | bo02_05_CH_ZUESTA | bo02 | 05_CH | ZUESTA | component | StrictComfortDemandController | offset | 0.5
2026-07-31 12:42:32 UTC | bo02_05_CH_ZUESTA | bo02 | 05_CH | ZUESTA | component | StrictComfortDemandController | mode | 2
2026-07-31 12:42:32 UTC | bo02_05_CH_ZUESTA | bo02 | 05_CH | ZUESTA | component | StrictComfortDemandController | use_adaptive_comfort_band | true
2026-07-31 12:42:32 UTC | bo02_05_CH_ZUESTA | bo02 | 05_CH | ZUESTA | component | StrictComfortDemandController | control_strategy | strict_comfort_band_v1
2026-07-31 12:42:32 UTC | bo02_05_CH_ZUESTA | bo02 | 05_CH | ZUESTA | component | StrictComfortDemandController | comfort_band_inner_offset_in_celsius | 0.5
2026-07-31 12:42:32 UTC | bo02_05_CH_ZUESTA | bo02 | 05_CH | ZUESTA | component | StrictComfortDemandController | comfort_band_inner_offset_lower_in_celsius | 1
2026-07-31 12:42:32 UTC | bo02_05_CH_ZUESTA | bo02 | 05_CH | ZUESTA | component | StrictComfortDemandController | comfort_band_inner_offset_upper_in_celsius | 0.5
2026-07-31 12:42:32 UTC | bo02_05_CH_ZUESTA | bo02 | 05_CH | ZUESTA | component | StrictComfortDemandController | heating_disabled_above_running_mean_outdoor_temperature_in_celsius | 18
2026-07-31 12:42:32 UTC | bo02_05_CH_ZUESTA | bo02 | 05_CH | ZUESTA | component | StrictComfortDemandController | cooling_enabled_above_running_mean_outdoor_temperature_in_celsius | 22
2026-07-31 12:42:32 UTC | bo02_05_CH_ZUESTA | bo02 | 05_CH | ZUESTA | component | ComfortBandHeatingDemand | building_name | BUI1
2026-07-31 12:42:32 UTC | bo02_05_CH_ZUESTA | bo02 | 05_CH | ZUESTA | component | ComfortBandHeatingDemand | name | ComfortBandHeatingDemand
2026-07-31 12:42:32 UTC | bo02_05_CH_ZUESTA | bo02 | 05_CH | ZUESTA | component | ComfortBandHeatingDemand | max_heating_power_in_watt | 10096.4
2026-07-31 12:42:32 UTC | bo02_05_CH_ZUESTA | bo02 | 05_CH | ZUESTA | component | ComfortBandHeatingDemand | proportional_gain_in_watt_per_kelvin | 20192.9
2026-07-31 12:42:32 UTC | bo02_05_CH_ZUESTA | bo02 | 05_CH | ZUESTA | component | StrictComfortSetpointModifier | building_name | BUI1
2026-07-31 12:42:32 UTC | bo02_05_CH_ZUESTA | bo02 | 05_CH | ZUESTA | component | StrictComfortSetpointModifier | name | StrictComfortSetpointModifier
2026-07-31 12:42:32 UTC | bo02_05_CH_ZUESTA | bo02 | 05_CH | ZUESTA | component | StrictComfortSetpointModifier | base_heating_setpoint_in_celsius | 20.5
2026-07-31 12:42:32 UTC | bo02_05_CH_ZUESTA | bo02 | 05_CH | ZUESTA | component | StrictComfortSetpointModifier | recovery_gain | 5
2026-07-31 12:42:32 UTC | bo02_05_CH_ZUESTA | bo02 | 05_CH | ZUESTA | component | StrictComfortSetpointModifier | max_recovery_boost_in_celsius | 5
2026-07-31 12:42:32 UTC | bo02_05_CH_ZUESTA | bo02 | 05_CH | ZUESTA | component | StrictComfortSetpointModifier | clamp_min_modifier_in_celsius
2026-07-31 12:42:32 UTC | bo02_05_CH_ZUESTA | bo02 | 05_CH | ZUESTA | component | StrictComfortSetpointModifier | clamp_max_modifier_in_celsius | 15
2026-07-31 12:42:32 UTC | bo02_05_CH_ZUESTA | bo02 | 05_CH | ZUESTA | component | HeatDistributionController | building_name | BUI1
2026-07-31 12:42:32 UTC | bo02_05_CH_ZUESTA | bo02 | 05_CH | ZUESTA | component | HeatDistributionController | name | HeatDistributionController
2026-07-31 12:42:32 UTC | bo02_05_CH_ZUESTA | bo02 | 05_CH | ZUESTA | component | HeatDistributionController | heating_system | HeatDistributionSystemType.FLOORHEATING
2026-07-31 12:42:32 UTC | bo02_05_CH_ZUESTA | bo02 | 05_CH | ZUESTA | component | HeatDistributionController | set_heating_threshold_outside_temperature_in_celsius | 16
2026-07-31 12:42:32 UTC | bo02_05_CH_ZUESTA | bo02 | 05_CH | ZUESTA | component | HeatDistributionController | heating_reference_temperature_in_celsius | -8
2026-07-31 12:42:32 UTC | bo02_05_CH_ZUESTA | bo02 | 05_CH | ZUESTA | component | HeatDistributionController | set_heating_temperature_for_building_in_celsius | 20.5
2026-07-31 12:42:32 UTC | bo02_05_CH_ZUESTA | bo02 | 05_CH | ZUESTA | component | HeatDistributionController | set_cooling_temperature_for_building_in_celsius | 25
2026-07-31 12:42:32 UTC | bo02_05_CH_ZUESTA | bo02 | 05_CH | ZUESTA | component | HeatDistributionController | heating_load_of_building_in_watt | 10096.4
2026-07-31 12:42:32 UTC | bo02_05_CH_ZUESTA | bo02 | 05_CH | ZUESTA | heat_distribution | HeatDistributionSystem | absolute_conditioned_floor_area_in_m2 | 2
2026-07-31 12:42:32 UTC | bo02_05_CH_ZUESTA | bo02 | 05_CH | ZUESTA | component | SplitACController | building_name | BUI1
2026-07-31 12:42:32 UTC | bo02_05_CH_ZUESTA | bo02 | 05_CH | ZUESTA | component | SplitACController | name | SplitACController
2026-07-31 12:42:32 UTC | bo02_05_CH_ZUESTA | bo02 | 05_CH | ZUESTA | component | SplitACController | heating_set_temperature_deg_c
2026-07-31 12:42:32 UTC | bo02_05_CH_ZUESTA | bo02 | 05_CH | ZUESTA | component | SplitACController | cooling_set_temperature_deg_c | 25
2026-07-31 12:42:32 UTC | bo02_05_CH_ZUESTA | bo02 | 05_CH | ZUESTA | component | SplitACController | minimum_runtime_s | 1800
2026-07-31 12:42:32 UTC | bo02_05_CH_ZUESTA | bo02 | 05_CH | ZUESTA | component | SplitACController | minimum_idle_time_s | 900
2026-07-31 12:42:32 UTC | bo02_05_CH_ZUESTA | bo02 | 05_CH | ZUESTA | component | SplitACController | offset | 5
2026-07-31 12:42:32 UTC | bo02_05_CH_ZUESTA | bo02 | 05_CH | ZUESTA | component | SplitACController | temperature_difference_full_power_deg_c | 3
2026-07-31 12:42:32 UTC | bo02_05_CH_ZUESTA | bo02 | 05_CH | ZUESTA | component | SplitACController | minimum_modulation
2026-07-31 12:42:32 UTC | bo02_05_CH_ZUESTA | bo02 | 05_CH | ZUESTA | component | ComfortBandCoolingDemand | building_name | BUI1
2026-07-31 12:42:32 UTC | bo02_05_CH_ZUESTA | bo02 | 05_CH | ZUESTA | component | ComfortBandCoolingDemand | name | ComfortBandCoolingDemand
2026-07-31 12:42:32 UTC | bo02_05_CH_ZUESTA | bo02 | 05_CH | ZUESTA | component | ComfortBandCoolingDemand | max_cooling_power_in_watt | 1484
2026-07-31 12:42:32 UTC | bo02_05_CH_ZUESTA | bo02 | 05_CH | ZUESTA | component | ComfortBandCoolingDemand | proportional_gain_in_watt_per_kelvin | 4
2026-07-31 12:42:32 UTC | bo02_05_CH_ZUESTA | bo02 | 05_CH | ZUESTA | component | ComfortBandCoolingDemand | relaxation_factor | 0.55
2026-07-31 12:42:32 UTC | bo02_05_CH_ZUESTA | bo02 | 05_CH | ZUESTA | component | ComfortBandCoolingDemand | theoretical_blend | comfort_only
2026-07-31 12:42:32 UTC | bo02_05_CH_ZUESTA | bo02 | 05_CH | ZUESTA | component | SplitAC | building_name | BUI1
2026-07-31 12:42:32 UTC | bo02_05_CH_ZUESTA | bo02 | 05_CH | ZUESTA | component | SplitAC | name | SplitAC
2026-07-31 12:42:32 UTC | bo02_05_CH_ZUESTA | bo02 | 05_CH | ZUESTA | component | SplitAC | manufacturer | Panasonic
2026-07-31 12:42:32 UTC | bo02_05_CH_ZUESTA | bo02 | 05_CH | ZUESTA | component | SplitAC | model_name | CS-RE18JKE/CU-RE18JKE
2026-07-31 12:42:32 UTC | bo02_05_CH_ZUESTA | bo02 | 05_CH | ZUESTA | component | SplitAC | scale_factor | 0.1652
2026-07-31 12:42:32 UTC | bo02_05_CH_ZUESTA | bo02 | 05_CH | ZUESTA | component | SplitAC | investment_costs_in_euro | 4899
2026-07-31 12:42:32 UTC | bo02_05_CH_ZUESTA | bo02 | 05_CH | ZUESTA | component | SplitAC | lifetime_in_years | 12
2026-07-31 12:42:32 UTC | bo02_05_CH_ZUESTA | bo02 | 05_CH | ZUESTA | component | SplitAC | co2_emissions_kg_co2_eq | 165.8
2026-07-31 12:42:32 UTC | bo02_05_CH_ZUESTA | bo02 | 05_CH | ZUESTA | component | SplitAC | maintenance_costs_in_euro_per_year | 245
2026-07-31 12:42:32 UTC | bo02_05_CH_ZUESTA | bo02 | 05_CH | ZUESTA | component | BuildingThermalPowerSum | building_name | BUI1
2026-07-31 12:42:32 UTC | bo02_05_CH_ZUESTA | bo02 | 05_CH | ZUESTA | component | BuildingThermalPowerSum | name | BuildingThermalPowerSum
2026-07-31 12:42:32 UTC | bo02_05_CH_ZUESTA | bo02 | 05_CH | ZUESTA | component | BuildingThermalPowerSum | loadtype | LoadTypes.ANY
2026-07-31 12:42:32 UTC | bo02_05_CH_ZUESTA | bo02 | 05_CH | ZUESTA | component | BuildingThermalPowerSum | unit | Units.WATT
2026-07-31 12:42:32 UTC | bo02_05_CH_ZUESTA | bo02 | 05_CH | ZUESTA | component | HeatGeneratorTotalThermalPower | building_name | BUI1
2026-07-31 12:42:32 UTC | bo02_05_CH_ZUESTA | bo02 | 05_CH | ZUESTA | component | HeatGeneratorTotalThermalPower | name | HeatGeneratorTotalThermalPower
2026-07-31 12:42:32 UTC | bo02_05_CH_ZUESTA | bo02 | 05_CH | ZUESTA | component | HeatGeneratorTotalThermalPower | loadtype | LoadTypes.ANY
2026-07-31 12:42:32 UTC | bo02_05_CH_ZUESTA | bo02 | 05_CH | ZUESTA | component | HeatGeneratorTotalThermalPower | unit | Units.WATT
2026-07-31 12:42:32 UTC | bo02_05_CH_ZUESTA | bo02 | 05_CH | ZUESTA | component | HeatGeneratorPlantDhwThermalPower | building_name | BUI1
2026-07-31 12:42:32 UTC | bo02_05_CH_ZUESTA | bo02 | 05_CH | ZUESTA | component | HeatGeneratorPlantDhwThermalPower | name | HeatGeneratorPlantDhwThermalPower
2026-07-31 12:42:32 UTC | bo02_05_CH_ZUESTA | bo02 | 05_CH | ZUESTA | component | HeatGeneratorPlantDhwThermalPower | loadtype | LoadTypes.ANY
2026-07-31 12:42:32 UTC | bo02_05_CH_ZUESTA | bo02 | 05_CH | ZUESTA | component | HeatGeneratorPlantDhwThermalPower | unit | Units.WATT
2026-07-31 12:42:32 UTC | bo02_05_CH_ZUESTA | bo02 | 05_CH | ZUESTA | component | SolarDhwThermalPower | building_name | BUI1
2026-07-31 12:42:32 UTC | bo02_05_CH_ZUESTA | bo02 | 05_CH | ZUESTA | component | SolarDhwThermalPower | name | SolarDhwThermalPower
2026-07-31 12:42:32 UTC | bo02_05_CH_ZUESTA | bo02 | 05_CH | ZUESTA | component | SolarDhwThermalPower | value_watt
2026-07-31 12:42:32 UTC | bo02_05_CH_ZUESTA | bo02 | 05_CH | ZUESTA | component | SolarDhwThermalPower | loadtype | LoadTypes.ANY
2026-07-31 12:42:32 UTC | bo02_05_CH_ZUESTA | bo02 | 05_CH | ZUESTA | component | SolarDhwThermalPower | unit | Units.WATT
2026-07-31 12:42:32 UTC | bo02_05_CH_ZUESTA | bo02 | 05_CH | ZUESTA | thermal_storage | SimpleHotWaterStorage | volume_heating_water_storage_in_liter | 504.8
2026-07-31 12:42:32 UTC | bo02_05_CH_ZUESTA | bo02 | 05_CH | ZUESTA | component | BufferRemainingCapacity60C | building_name | BUI1
2026-07-31 12:42:32 UTC | bo02_05_CH_ZUESTA | bo02 | 05_CH | ZUESTA | component | BufferRemainingCapacity60C | name | BufferRemainingCapacity60C
2026-07-31 12:42:32 UTC | bo02_05_CH_ZUESTA | bo02 | 05_CH | ZUESTA | component | BufferRemainingCapacity60C | volume_heating_water_storage_in_liter | 504.8
2026-07-31 12:42:32 UTC | bo02_05_CH_ZUESTA | bo02 | 05_CH | ZUESTA | component | BufferRemainingCapacity60C | max_temperature_in_celsius | 6
2026-07-31 12:42:32 UTC | bo02_05_CH_ZUESTA | bo02 | 05_CH | ZUESTA | component | BufferRemainingCapacity60C | water_density_kg_per_liter | 0.992
2026-07-31 12:42:32 UTC | bo02_05_CH_ZUESTA | bo02 | 05_CH | ZUESTA | component | BufferRemainingCapacity60C | water_specific_heat_capacity_j_per_kg_per_k | 4180
2026-07-31 12:42:32 UTC | bo02_05_CH_ZUESTA | bo02 | 05_CH | ZUESTA | component | OilBoilerController | building_name | BUI1
2026-07-31 12:42:32 UTC | bo02_05_CH_ZUESTA | bo02 | 05_CH | ZUESTA | component | OilBoilerController | name | OilBoilerController
2026-07-31 12:42:32 UTC | bo02_05_CH_ZUESTA | bo02 | 05_CH | ZUESTA | component | OilBoilerController | is_modulating | true
2026-07-31 12:42:32 UTC | bo02_05_CH_ZUESTA | bo02 | 05_CH | ZUESTA | component | OilBoilerController | set_heating_threshold_outside_temperature_in_celsius | 16
2026-07-31 12:42:32 UTC | bo02_05_CH_ZUESTA | bo02 | 05_CH | ZUESTA | component | OilBoilerController | minimal_thermal_power_in_watt | 0
2026-07-31 12:42:32 UTC | bo02_05_CH_ZUESTA | bo02 | 05_CH | ZUESTA | component | OilBoilerController | maximal_thermal_power_in_watt | 6750
2026-07-31 12:42:32 UTC | bo02_05_CH_ZUESTA | bo02 | 05_CH | ZUESTA | component | OilBoilerController | set_temperature_difference_for_full_power | 5
2026-07-31 12:42:32 UTC | bo02_05_CH_ZUESTA | bo02 | 05_CH | ZUESTA | component | OilBoilerController | minimum_runtime_in_seconds | 1800
2026-07-31 12:42:32 UTC | bo02_05_CH_ZUESTA | bo02 | 05_CH | ZUESTA | component | OilBoilerController | minimum_resting_time_in_seconds | 1800
2026-07-31 12:42:32 UTC | bo02_05_CH_ZUESTA | bo02 | 05_CH | ZUESTA | component | OilBoilerController | with_domestic_hot_water_preparation | true
2026-07-31 12:42:32 UTC | bo02_05_CH_ZUESTA | bo02 | 05_CH | ZUESTA | component | OilBoilerController | secondary_mode | false
2026-07-31 12:42:32 UTC | bo02_05_CH_ZUESTA | bo02 | 05_CH | ZUESTA | component | OilBoilerController | hysteresis_water_temperature_offset | 10
2026-07-31 12:42:32 UTC | bo02_05_CH_ZUESTA | bo02 | 05_CH | ZUESTA | component | OilBoilerController | seasonal_modulation_minimum_enabled | false
2026-07-31 12:42:32 UTC | bo02_05_CH_ZUESTA | bo02 | 05_CH | ZUESTA | component | OilBoilerController | winter_modulation_minimum_thermal_power_in_watt
2026-07-31 12:42:32 UTC | bo02_05_CH_ZUESTA | bo02 | 05_CH | ZUESTA | component | OilBoilerController | summer_modulation_minimum_thermal_power_in_watt
2026-07-31 12:42:32 UTC | bo02_05_CH_ZUESTA | bo02 | 05_CH | ZUESTA | component | OilBoilerController | summer_modulation_daily_avg_outdoor_temperature_threshold_celsius | 16
2026-07-31 12:42:32 UTC | bo02_05_CH_ZUESTA | bo02 | 05_CH | ZUESTA | heat_generator | OilBoiler | minimal_thermal_power_in_watt | 0
2026-07-31 12:42:32 UTC | bo02_05_CH_ZUESTA | bo02 | 05_CH | ZUESTA | heat_generator | OilBoiler | maximal_thermal_power_in_watt | 6750
2026-07-31 12:42:32 UTC | bo02_05_CH_ZUESTA | bo02 | 05_CH | ZUESTA | heat_generator | OilBoiler | eff_th_min | 0.6
2026-07-31 12:42:32 UTC | bo02_05_CH_ZUESTA | bo02 | 05_CH | ZUESTA | heat_generator | OilBoiler | eff_th_max | 0.9
2026-07-31 12:42:32 UTC | bo02_05_CH_ZUESTA | bo02 | 05_CH | ZUESTA | heat_generator | OilBoiler | boiler_type | BoilerType.CONVENTIONAL
2026-07-31 12:42:32 UTC | bo02_05_CH_ZUESTA | bo02 | 05_CH | ZUESTA | heat_generator | OilBoiler | energy_carrier | LoadTypes.OIL
2026-07-31 12:42:32 UTC | bo02_05_CH_ZUESTA | bo02 | 05_CH | ZUESTA | component | FuelMeter | building_name | BUI1
2026-07-31 12:42:32 UTC | bo02_05_CH_ZUESTA | bo02 | 05_CH | ZUESTA | component | FuelMeter | name | FuelMeter
2026-07-31 12:42:32 UTC | bo02_05_CH_ZUESTA | bo02 | 05_CH | ZUESTA | component | FuelMeter | fuel_loadtype | LoadTypes.OIL
2026-07-31 12:42:32 UTC | bo02_05_CH_ZUESTA | bo02 | 05_CH | ZUESTA | component | FuelMeter | heating_value_of_fuel_in_kwh_per_liter | 9.822
2026-07-31 12:42:32 UTC | bo02_05_CH_ZUESTA | bo02 | 05_CH | ZUESTA | component | FuelMeter | fuel_density_in_kg_per_m3 | 83
2026-07-31 12:42:32 UTC | bo02_05_CH_ZUESTA | bo02 | 05_CH | ZUESTA | component | FlexibilityPotential | building_name | BUI1
2026-07-31 12:42:32 UTC | bo02_05_CH_ZUESTA | bo02 | 05_CH | ZUESTA | component | FlexibilityPotential | name | FlexibilityPotential
2026-07-31 12:42:32 UTC | bo02_05_CH_ZUESTA | bo02 | 05_CH | ZUESTA | component | FlexibilityPotential | fallback_heating_cop | 1
2026-07-31 12:42:32 UTC | bo02_05_CH_ZUESTA | bo02 | 05_CH | ZUESTA | component | FlexibilityPotential | fallback_cooling_eer
2026-07-31 12:42:32 UTC | bo02_06_CH_ZUESTA | bo02 | 06_CH | ZUESTA | simulation | SimulationParameters | year | 2050
2026-07-31 12:42:32 UTC | bo02_06_CH_ZUESTA | bo02 | 06_CH | ZUESTA | simulation | SimulationParameters | seconds_per_timestep | 9 | s
2026-07-31 12:42:32 UTC | bo02_06_CH_ZUESTA | bo02 | 06_CH | ZUESTA | simulation | SimulationParameters | country | CH
2026-07-31 12:42:32 UTC | bo02_06_CH_ZUESTA | bo02 | 06_CH | ZUESTA | cli | cli_overrides | ARCH | 06_CH
2026-07-31 12:42:32 UTC | bo02_06_CH_ZUESTA | bo02 | 06_CH | ZUESTA | cli | cli_overrides | WEATHER | ZUESTA
2026-07-31 12:42:32 UTC | bo02_06_CH_ZUESTA | bo02 | 06_CH | ZUESTA | cli | cli_overrides | TIME_HORIZON | future
2026-07-31 12:42:32 UTC | bo02_06_CH_ZUESTA | bo02 | 06_CH | ZUESTA | cli | cli_overrides | SCENARIO | none
2026-07-31 12:42:32 UTC | bo02_06_CH_ZUESTA | bo02 | 06_CH | ZUESTA | cli | cli_overrides | OCC | SIA2024
2026-07-31 12:42:32 UTC | bo02_06_CH_ZUESTA | bo02 | 06_CH | ZUESTA | cli | cli_overrides | HEATGEN_SIZING | IDEAL_LOOKUP
2026-07-31 12:42:32 UTC | bo02_06_CH_ZUESTA | bo02 | 06_CH | ZUESTA | cli | cli_overrides | HP_SHARE_OF_IDEAL | 0.8
2026-07-31 12:42:32 UTC | bo02_06_CH_ZUESTA | bo02 | 06_CH | ZUESTA | internal_loads | SIA2024Occupancy | conditioned_floor_area_in_m2 | 198
2026-07-31 12:42:32 UTC | bo02_06_CH_ZUESTA | bo02 | 06_CH | ZUESTA | internal_loads | SIA2024Occupancy | appliances_load_w_per_m2 | 1
2026-07-31 12:42:32 UTC | bo02_06_CH_ZUESTA | bo02 | 06_CH | ZUESTA | internal_loads | SIA2024Occupancy | lighting_load_w_per_m2 | 3
2026-07-31 12:42:32 UTC | bo02_06_CH_ZUESTA | bo02 | 06_CH | ZUESTA | internal_loads | SIA2024Occupancy | lighting_annual_full_load_hours | 846
2026-07-31 12:42:32 UTC | bo02_06_CH_ZUESTA | bo02 | 06_CH | ZUESTA | internal_loads | SIA2024Occupancy | appliances_yearly_utilization_per_month | 0.7995
2026-07-31 12:42:32 UTC | bo02_06_CH_ZUESTA | bo02 | 06_CH | ZUESTA | weather | Weather | source_path | C:\Users\het\HiSim\hisim\inputs\weather\custom_csv\Zurich\NABZUE_2060_RCP85_DRY.csv
2026-07-31 12:42:32 UTC | bo02_06_CH_ZUESTA | bo02 | 06_CH | ZUESTA | weather | Weather | location | Zurich
2026-07-31 12:42:32 UTC | bo02_06_CH_ZUESTA | bo02 | 06_CH | ZUESTA | weather | Weather | name | Weather
2026-07-31 12:42:32 UTC | bo02_06_CH_ZUESTA | bo02 | 06_CH | ZUESTA | component | ElectricityMeter | building_name | BUI1
2026-07-31 12:42:32 UTC | bo02_06_CH_ZUESTA | bo02 | 06_CH | ZUESTA | component | ElectricityMeter | name | ElectricityMeter
2026-07-31 12:42:32 UTC | bo02_06_CH_ZUESTA | bo02 | 06_CH | ZUESTA | building | Building | building_name | 1981_1990
2026-07-31 12:42:32 UTC | bo02_06_CH_ZUESTA | bo02 | 06_CH | ZUESTA | building | Building | building_code | AT.N.SFH.05.Gen.ReEx.001.002
2026-07-31 12:42:32 UTC | bo02_06_CH_ZUESTA | bo02 | 06_CH | ZUESTA | building | Building | building_heat_capacity_class | medium
2026-07-31 12:42:32 UTC | bo02_06_CH_ZUESTA | bo02 | 06_CH | ZUESTA | building | Building | absolute_conditioned_floor_area_in_m2 | 198
2026-07-31 12:42:32 UTC | bo02_06_CH_ZUESTA | bo02 | 06_CH | ZUESTA | building | Building | heating_reference_temperature_in_celsius | -8
2026-07-31 12:42:32 UTC | bo02_06_CH_ZUESTA | bo02 | 06_CH | ZUESTA | building | Building | floor_u_value_in_watt_per_m2_per_kelvin | 0.61
2026-07-31 12:42:32 UTC | bo02_06_CH_ZUESTA | bo02 | 06_CH | ZUESTA | building | Building | floor_area_in_m2 | 88.2
2026-07-31 12:42:32 UTC | bo02_06_CH_ZUESTA | bo02 | 06_CH | ZUESTA | building | Building | facade_u_value_in_watt_per_m2_per_kelvin | 0.4
2026-07-31 12:42:32 UTC | bo02_06_CH_ZUESTA | bo02 | 06_CH | ZUESTA | building | Building | facade_area_in_m2 | 160.2
2026-07-31 12:42:32 UTC | bo02_06_CH_ZUESTA | bo02 | 06_CH | ZUESTA | building | Building | roof_u_value_in_watt_per_m2_per_kelvin | 0.36
2026-07-31 12:42:32 UTC | bo02_06_CH_ZUESTA | bo02 | 06_CH | ZUESTA | building | Building | roof_area_in_m2 | 103.2
2026-07-31 12:42:32 UTC | bo02_06_CH_ZUESTA | bo02 | 06_CH | ZUESTA | building | Building | window_u_value_in_watt_per_m2_per_kelvin | 1.9
2026-07-31 12:42:32 UTC | bo02_06_CH_ZUESTA | bo02 | 06_CH | ZUESTA | building | Building | window_area_in_m2 | 31.68
2026-07-31 12:42:32 UTC | bo02_06_CH_ZUESTA | bo02 | 06_CH | ZUESTA | building | Building | door_u_value_in_watt_per_m2_per_kelvin
2026-07-31 12:42:32 UTC | bo02_06_CH_ZUESTA | bo02 | 06_CH | ZUESTA | building | Building | door_area_in_m2
2026-07-31 12:42:32 UTC | bo02_06_CH_ZUESTA | bo02 | 06_CH | ZUESTA | building | Building | set_heating_temperature_in_celsius | 20.5
2026-07-31 12:42:32 UTC | bo02_06_CH_ZUESTA | bo02 | 06_CH | ZUESTA | building | Building | set_cooling_temperature_in_celsius | 25
2026-07-31 12:42:32 UTC | bo02_06_CH_ZUESTA | bo02 | 06_CH | ZUESTA | building | Building | natural_ventilation_m3_per_h_per_person | 29
2026-07-31 12:42:32 UTC | bo02_06_CH_ZUESTA | bo02 | 06_CH | ZUESTA | building | Building | sia_natural_ventilation_m3_per_h_per_m2 | 0.6
2026-07-31 12:42:32 UTC | bo02_06_CH_ZUESTA | bo02 | 06_CH | ZUESTA | building | Building | swiss_infiltration_rate_per_h | 0.15
2026-07-31 12:42:32 UTC | bo02_06_CH_ZUESTA | bo02 | 06_CH | ZUESTA | building | Building | heating_demand_mode | iso13790
2026-07-31 12:42:32 UTC | bo02_06_CH_ZUESTA | bo02 | 06_CH | ZUESTA | building | Building | operative_heating_proportional_band_in_celsius | 1
2026-07-31 12:42:32 UTC | bo02_06_CH_ZUESTA | bo02 | 06_CH | ZUESTA | building | Building | operative_heating_proportional_gain | 1
2026-07-31 12:42:32 UTC | bo02_06_CH_ZUESTA | bo02 | 06_CH | ZUESTA | building | Building | control_comfort_lower_bound_shift_in_celsius
2026-07-31 12:42:32 UTC | bo02_06_CH_ZUESTA | bo02 | 06_CH | ZUESTA | building | Building | comfort_aware_seasonal_heating_gate | true
2026-07-31 12:42:32 UTC | bo02_06_CH_ZUESTA | bo02 | 06_CH | ZUESTA | component | StrictComfortDemandController | building_name | BUI1
2026-07-31 12:42:32 UTC | bo02_06_CH_ZUESTA | bo02 | 06_CH | ZUESTA | component | StrictComfortDemandController | name | StrictComfortDemandController
2026-07-31 12:42:32 UTC | bo02_06_CH_ZUESTA | bo02 | 06_CH | ZUESTA | component | StrictComfortDemandController | temperature_air_heating_in_celsius | 20.5
2026-07-31 12:42:32 UTC | bo02_06_CH_ZUESTA | bo02 | 06_CH | ZUESTA | component | StrictComfortDemandController | temperature_air_cooling_in_celsius | 24
2026-07-31 12:42:32 UTC | bo02_06_CH_ZUESTA | bo02 | 06_CH | ZUESTA | component | StrictComfortDemandController | offset | 0.5
2026-07-31 12:42:32 UTC | bo02_06_CH_ZUESTA | bo02 | 06_CH | ZUESTA | component | StrictComfortDemandController | mode | 2
2026-07-31 12:42:32 UTC | bo02_06_CH_ZUESTA | bo02 | 06_CH | ZUESTA | component | StrictComfortDemandController | use_adaptive_comfort_band | true
2026-07-31 12:42:32 UTC | bo02_06_CH_ZUESTA | bo02 | 06_CH | ZUESTA | component | StrictComfortDemandController | control_strategy | strict_comfort_band_v1
2026-07-31 12:42:32 UTC | bo02_06_CH_ZUESTA | bo02 | 06_CH | ZUESTA | component | StrictComfortDemandController | comfort_band_inner_offset_in_celsius | 0.5
2026-07-31 12:42:32 UTC | bo02_06_CH_ZUESTA | bo02 | 06_CH | ZUESTA | component | StrictComfortDemandController | comfort_band_inner_offset_lower_in_celsius | 1
2026-07-31 12:42:32 UTC | bo02_06_CH_ZUESTA | bo02 | 06_CH | ZUESTA | component | StrictComfortDemandController | comfort_band_inner_offset_upper_in_celsius | 0.5
2026-07-31 12:42:32 UTC | bo02_06_CH_ZUESTA | bo02 | 06_CH | ZUESTA | component | StrictComfortDemandController | heating_disabled_above_running_mean_outdoor_temperature_in_celsius | 18
2026-07-31 12:42:32 UTC | bo02_06_CH_ZUESTA | bo02 | 06_CH | ZUESTA | component | StrictComfortDemandController | cooling_enabled_above_running_mean_outdoor_temperature_in_celsius | 22
2026-07-31 12:42:32 UTC | bo02_06_CH_ZUESTA | bo02 | 06_CH | ZUESTA | component | ComfortBandHeatingDemand | building_name | BUI1
2026-07-31 12:42:32 UTC | bo02_06_CH_ZUESTA | bo02 | 06_CH | ZUESTA | component | ComfortBandHeatingDemand | name | ComfortBandHeatingDemand
2026-07-31 12:42:32 UTC | bo02_06_CH_ZUESTA | bo02 | 06_CH | ZUESTA | component | ComfortBandHeatingDemand | max_heating_power_in_watt | 7683.01
2026-07-31 12:42:32 UTC | bo02_06_CH_ZUESTA | bo02 | 06_CH | ZUESTA | component | ComfortBandHeatingDemand | proportional_gain_in_watt_per_kelvin | 15366
2026-07-31 12:42:32 UTC | bo02_06_CH_ZUESTA | bo02 | 06_CH | ZUESTA | component | StrictComfortSetpointModifier | building_name | BUI1
2026-07-31 12:42:32 UTC | bo02_06_CH_ZUESTA | bo02 | 06_CH | ZUESTA | component | StrictComfortSetpointModifier | name | StrictComfortSetpointModifier
2026-07-31 12:42:32 UTC | bo02_06_CH_ZUESTA | bo02 | 06_CH | ZUESTA | component | StrictComfortSetpointModifier | base_heating_setpoint_in_celsius | 20.5
2026-07-31 12:42:32 UTC | bo02_06_CH_ZUESTA | bo02 | 06_CH | ZUESTA | component | StrictComfortSetpointModifier | recovery_gain | 5
2026-07-31 12:42:32 UTC | bo02_06_CH_ZUESTA | bo02 | 06_CH | ZUESTA | component | StrictComfortSetpointModifier | max_recovery_boost_in_celsius | 5
2026-07-31 12:42:32 UTC | bo02_06_CH_ZUESTA | bo02 | 06_CH | ZUESTA | component | StrictComfortSetpointModifier | clamp_min_modifier_in_celsius
2026-07-31 12:42:32 UTC | bo02_06_CH_ZUESTA | bo02 | 06_CH | ZUESTA | component | StrictComfortSetpointModifier | clamp_max_modifier_in_celsius | 15
2026-07-31 12:42:32 UTC | bo02_06_CH_ZUESTA | bo02 | 06_CH | ZUESTA | component | HeatDistributionController | building_name | BUI1
2026-07-31 12:42:32 UTC | bo02_06_CH_ZUESTA | bo02 | 06_CH | ZUESTA | component | HeatDistributionController | name | HeatDistributionController
2026-07-31 12:42:32 UTC | bo02_06_CH_ZUESTA | bo02 | 06_CH | ZUESTA | component | HeatDistributionController | heating_system | HeatDistributionSystemType.FLOORHEATING
2026-07-31 12:42:32 UTC | bo02_06_CH_ZUESTA | bo02 | 06_CH | ZUESTA | component | HeatDistributionController | set_heating_threshold_outside_temperature_in_celsius | 16
2026-07-31 12:42:32 UTC | bo02_06_CH_ZUESTA | bo02 | 06_CH | ZUESTA | component | HeatDistributionController | heating_reference_temperature_in_celsius | -8
2026-07-31 12:42:32 UTC | bo02_06_CH_ZUESTA | bo02 | 06_CH | ZUESTA | component | HeatDistributionController | set_heating_temperature_for_building_in_celsius | 20.5
2026-07-31 12:42:32 UTC | bo02_06_CH_ZUESTA | bo02 | 06_CH | ZUESTA | component | HeatDistributionController | set_cooling_temperature_for_building_in_celsius | 25
2026-07-31 12:42:32 UTC | bo02_06_CH_ZUESTA | bo02 | 06_CH | ZUESTA | component | HeatDistributionController | heating_load_of_building_in_watt | 7683.01
2026-07-31 12:42:32 UTC | bo02_06_CH_ZUESTA | bo02 | 06_CH | ZUESTA | heat_distribution | HeatDistributionSystem | absolute_conditioned_floor_area_in_m2 | 198
2026-07-31 12:42:32 UTC | bo02_06_CH_ZUESTA | bo02 | 06_CH | ZUESTA | component | SplitACController | building_name | BUI1
2026-07-31 12:42:32 UTC | bo02_06_CH_ZUESTA | bo02 | 06_CH | ZUESTA | component | SplitACController | name | SplitACController
2026-07-31 12:42:32 UTC | bo02_06_CH_ZUESTA | bo02 | 06_CH | ZUESTA | component | SplitACController | heating_set_temperature_deg_c
2026-07-31 12:42:32 UTC | bo02_06_CH_ZUESTA | bo02 | 06_CH | ZUESTA | component | SplitACController | cooling_set_temperature_deg_c | 25
2026-07-31 12:42:32 UTC | bo02_06_CH_ZUESTA | bo02 | 06_CH | ZUESTA | component | SplitACController | minimum_runtime_s | 1800
2026-07-31 12:42:32 UTC | bo02_06_CH_ZUESTA | bo02 | 06_CH | ZUESTA | component | SplitACController | minimum_idle_time_s | 900
2026-07-31 12:42:32 UTC | bo02_06_CH_ZUESTA | bo02 | 06_CH | ZUESTA | component | SplitACController | offset | 5
2026-07-31 12:42:32 UTC | bo02_06_CH_ZUESTA | bo02 | 06_CH | ZUESTA | component | SplitACController | temperature_difference_full_power_deg_c | 3
2026-07-31 12:42:32 UTC | bo02_06_CH_ZUESTA | bo02 | 06_CH | ZUESTA | component | SplitACController | minimum_modulation
2026-07-31 12:42:32 UTC | bo02_06_CH_ZUESTA | bo02 | 06_CH | ZUESTA | component | ComfortBandCoolingDemand | building_name | BUI1
2026-07-31 12:42:32 UTC | bo02_06_CH_ZUESTA | bo02 | 06_CH | ZUESTA | component | ComfortBandCoolingDemand | name | ComfortBandCoolingDemand
2026-07-31 12:42:32 UTC | bo02_06_CH_ZUESTA | bo02 | 06_CH | ZUESTA | component | ComfortBandCoolingDemand | max_cooling_power_in_watt | 1102
2026-07-31 12:42:32 UTC | bo02_06_CH_ZUESTA | bo02 | 06_CH | ZUESTA | component | ComfortBandCoolingDemand | proportional_gain_in_watt_per_kelvin | 4
2026-07-31 12:42:32 UTC | bo02_06_CH_ZUESTA | bo02 | 06_CH | ZUESTA | component | ComfortBandCoolingDemand | relaxation_factor | 0.55
2026-07-31 12:42:32 UTC | bo02_06_CH_ZUESTA | bo02 | 06_CH | ZUESTA | component | ComfortBandCoolingDemand | theoretical_blend | comfort_only
2026-07-31 12:42:32 UTC | bo02_06_CH_ZUESTA | bo02 | 06_CH | ZUESTA | component | SplitAC | building_name | BUI1
2026-07-31 12:42:32 UTC | bo02_06_CH_ZUESTA | bo02 | 06_CH | ZUESTA | component | SplitAC | name | SplitAC
2026-07-31 12:42:32 UTC | bo02_06_CH_ZUESTA | bo02 | 06_CH | ZUESTA | component | SplitAC | manufacturer | Panasonic
2026-07-31 12:42:32 UTC | bo02_06_CH_ZUESTA | bo02 | 06_CH | ZUESTA | component | SplitAC | model_name | CS-RE18JKE/CU-RE18JKE
2026-07-31 12:42:32 UTC | bo02_06_CH_ZUESTA | bo02 | 06_CH | ZUESTA | component | SplitAC | scale_factor | 0.1998
2026-07-31 12:42:32 UTC | bo02_06_CH_ZUESTA | bo02 | 06_CH | ZUESTA | component | SplitAC | investment_costs_in_euro | 1400
2026-07-31 12:42:32 UTC | bo02_06_CH_ZUESTA | bo02 | 06_CH | ZUESTA | component | SplitAC | lifetime_in_years | 12
2026-07-31 12:42:32 UTC | bo02_06_CH_ZUESTA | bo02 | 06_CH | ZUESTA | component | SplitAC | co2_emissions_kg_co2_eq | 165.8
2026-07-31 12:42:32 UTC | bo02_06_CH_ZUESTA | bo02 | 06_CH | ZUESTA | component | SplitAC | maintenance_costs_in_euro_per_year | 7
2026-07-31 12:42:32 UTC | bo02_06_CH_ZUESTA | bo02 | 06_CH | ZUESTA | component | BuildingThermalPowerSum | building_name | BUI1
2026-07-31 12:42:32 UTC | bo02_06_CH_ZUESTA | bo02 | 06_CH | ZUESTA | component | BuildingThermalPowerSum | name | BuildingThermalPowerSum
2026-07-31 12:42:32 UTC | bo02_06_CH_ZUESTA | bo02 | 06_CH | ZUESTA | component | BuildingThermalPowerSum | loadtype | LoadTypes.ANY
2026-07-31 12:42:32 UTC | bo02_06_CH_ZUESTA | bo02 | 06_CH | ZUESTA | component | BuildingThermalPowerSum | unit | Units.WATT
2026-07-31 12:42:32 UTC | bo02_06_CH_ZUESTA | bo02 | 06_CH | ZUESTA | component | HeatGeneratorTotalThermalPower | building_name | BUI1
2026-07-31 12:42:32 UTC | bo02_06_CH_ZUESTA | bo02 | 06_CH | ZUESTA | component | HeatGeneratorTotalThermalPower | name | HeatGeneratorTotalThermalPower
2026-07-31 12:42:32 UTC | bo02_06_CH_ZUESTA | bo02 | 06_CH | ZUESTA | component | HeatGeneratorTotalThermalPower | loadtype | LoadTypes.ANY
2026-07-31 12:42:32 UTC | bo02_06_CH_ZUESTA | bo02 | 06_CH | ZUESTA | component | HeatGeneratorTotalThermalPower | unit | Units.WATT
2026-07-31 12:42:32 UTC | bo02_06_CH_ZUESTA | bo02 | 06_CH | ZUESTA | component | HeatGeneratorPlantDhwThermalPower | building_name | BUI1
2026-07-31 12:42:32 UTC | bo02_06_CH_ZUESTA | bo02 | 06_CH | ZUESTA | component | HeatGeneratorPlantDhwThermalPower | name | HeatGeneratorPlantDhwThermalPower
2026-07-31 12:42:32 UTC | bo02_06_CH_ZUESTA | bo02 | 06_CH | ZUESTA | component | HeatGeneratorPlantDhwThermalPower | loadtype | LoadTypes.ANY
2026-07-31 12:42:32 UTC | bo02_06_CH_ZUESTA | bo02 | 06_CH | ZUESTA | component | HeatGeneratorPlantDhwThermalPower | unit | Units.WATT
2026-07-31 12:42:32 UTC | bo02_06_CH_ZUESTA | bo02 | 06_CH | ZUESTA | component | SolarDhwThermalPower | building_name | BUI1
2026-07-31 12:42:32 UTC | bo02_06_CH_ZUESTA | bo02 | 06_CH | ZUESTA | component | SolarDhwThermalPower | name | SolarDhwThermalPower
2026-07-31 12:42:32 UTC | bo02_06_CH_ZUESTA | bo02 | 06_CH | ZUESTA | component | SolarDhwThermalPower | value_watt
2026-07-31 12:42:32 UTC | bo02_06_CH_ZUESTA | bo02 | 06_CH | ZUESTA | component | SolarDhwThermalPower | loadtype | LoadTypes.ANY
2026-07-31 12:42:32 UTC | bo02_06_CH_ZUESTA | bo02 | 06_CH | ZUESTA | component | SolarDhwThermalPower | unit | Units.WATT
2026-07-31 12:42:32 UTC | bo02_06_CH_ZUESTA | bo02 | 06_CH | ZUESTA | thermal_storage | SimpleHotWaterStorage | volume_heating_water_storage_in_liter | 384.1
2026-07-31 12:42:32 UTC | bo02_06_CH_ZUESTA | bo02 | 06_CH | ZUESTA | component | BufferRemainingCapacity60C | building_name | BUI1
2026-07-31 12:42:32 UTC | bo02_06_CH_ZUESTA | bo02 | 06_CH | ZUESTA | component | BufferRemainingCapacity60C | name | BufferRemainingCapacity60C
2026-07-31 12:42:32 UTC | bo02_06_CH_ZUESTA | bo02 | 06_CH | ZUESTA | component | BufferRemainingCapacity60C | volume_heating_water_storage_in_liter | 384.1
2026-07-31 12:42:32 UTC | bo02_06_CH_ZUESTA | bo02 | 06_CH | ZUESTA | component | BufferRemainingCapacity60C | max_temperature_in_celsius | 6
2026-07-31 12:42:32 UTC | bo02_06_CH_ZUESTA | bo02 | 06_CH | ZUESTA | component | BufferRemainingCapacity60C | water_density_kg_per_liter | 0.992
2026-07-31 12:42:32 UTC | bo02_06_CH_ZUESTA | bo02 | 06_CH | ZUESTA | component | BufferRemainingCapacity60C | water_specific_heat_capacity_j_per_kg_per_k | 4180
2026-07-31 12:42:32 UTC | bo02_06_CH_ZUESTA | bo02 | 06_CH | ZUESTA | component | OilBoilerController | building_name | BUI1
2026-07-31 12:42:32 UTC | bo02_06_CH_ZUESTA | bo02 | 06_CH | ZUESTA | component | OilBoilerController | name | OilBoilerController
2026-07-31 12:42:32 UTC | bo02_06_CH_ZUESTA | bo02 | 06_CH | ZUESTA | component | OilBoilerController | is_modulating | true
2026-07-31 12:42:32 UTC | bo02_06_CH_ZUESTA | bo02 | 06_CH | ZUESTA | component | OilBoilerController | set_heating_threshold_outside_temperature_in_celsius | 16
2026-07-31 12:42:32 UTC | bo02_06_CH_ZUESTA | bo02 | 06_CH | ZUESTA | component | OilBoilerController | minimal_thermal_power_in_watt | 0
2026-07-31 12:42:32 UTC | bo02_06_CH_ZUESTA | bo02 | 06_CH | ZUESTA | component | OilBoilerController | maximal_thermal_power_in_watt | 5070
2026-07-31 12:42:32 UTC | bo02_06_CH_ZUESTA | bo02 | 06_CH | ZUESTA | component | OilBoilerController | set_temperature_difference_for_full_power | 5
2026-07-31 12:42:32 UTC | bo02_06_CH_ZUESTA | bo02 | 06_CH | ZUESTA | component | OilBoilerController | minimum_runtime_in_seconds | 1800
2026-07-31 12:42:32 UTC | bo02_06_CH_ZUESTA | bo02 | 06_CH | ZUESTA | component | OilBoilerController | minimum_resting_time_in_seconds | 1800
2026-07-31 12:42:32 UTC | bo02_06_CH_ZUESTA | bo02 | 06_CH | ZUESTA | component | OilBoilerController | with_domestic_hot_water_preparation | true
2026-07-31 12:42:32 UTC | bo02_06_CH_ZUESTA | bo02 | 06_CH | ZUESTA | component | OilBoilerController | secondary_mode | false
2026-07-31 12:42:32 UTC | bo02_06_CH_ZUESTA | bo02 | 06_CH | ZUESTA | component | OilBoilerController | hysteresis_water_temperature_offset | 10
2026-07-31 12:42:32 UTC | bo02_06_CH_ZUESTA | bo02 | 06_CH | ZUESTA | component | OilBoilerController | seasonal_modulation_minimum_enabled | false
2026-07-31 12:42:32 UTC | bo02_06_CH_ZUESTA | bo02 | 06_CH | ZUESTA | component | OilBoilerController | winter_modulation_minimum_thermal_power_in_watt
2026-07-31 12:42:32 UTC | bo02_06_CH_ZUESTA | bo02 | 06_CH | ZUESTA | component | OilBoilerController | summer_modulation_minimum_thermal_power_in_watt
2026-07-31 12:42:32 UTC | bo02_06_CH_ZUESTA | bo02 | 06_CH | ZUESTA | component | OilBoilerController | summer_modulation_daily_avg_outdoor_temperature_threshold_celsius | 16
2026-07-31 12:42:32 UTC | bo02_06_CH_ZUESTA | bo02 | 06_CH | ZUESTA | heat_generator | OilBoiler | minimal_thermal_power_in_watt | 0
2026-07-31 12:42:32 UTC | bo02_06_CH_ZUESTA | bo02 | 06_CH | ZUESTA | heat_generator | OilBoiler | maximal_thermal_power_in_watt | 5070
2026-07-31 12:42:32 UTC | bo02_06_CH_ZUESTA | bo02 | 06_CH | ZUESTA | heat_generator | OilBoiler | eff_th_min | 0.6
2026-07-31 12:42:32 UTC | bo02_06_CH_ZUESTA | bo02 | 06_CH | ZUESTA | heat_generator | OilBoiler | eff_th_max | 0.9
2026-07-31 12:42:32 UTC | bo02_06_CH_ZUESTA | bo02 | 06_CH | ZUESTA | heat_generator | OilBoiler | boiler_type | BoilerType.CONVENTIONAL
2026-07-31 12:42:32 UTC | bo02_06_CH_ZUESTA | bo02 | 06_CH | ZUESTA | heat_generator | OilBoiler | energy_carrier | LoadTypes.OIL
2026-07-31 12:42:32 UTC | bo02_06_CH_ZUESTA | bo02 | 06_CH | ZUESTA | component | FuelMeter | building_name | BUI1
2026-07-31 12:42:32 UTC | bo02_06_CH_ZUESTA | bo02 | 06_CH | ZUESTA | component | FuelMeter | name | FuelMeter
2026-07-31 12:42:32 UTC | bo02_06_CH_ZUESTA | bo02 | 06_CH | ZUESTA | component | FuelMeter | fuel_loadtype | LoadTypes.OIL
2026-07-31 12:42:32 UTC | bo02_06_CH_ZUESTA | bo02 | 06_CH | ZUESTA | component | FuelMeter | heating_value_of_fuel_in_kwh_per_liter | 9.822
2026-07-31 12:42:32 UTC | bo02_06_CH_ZUESTA | bo02 | 06_CH | ZUESTA | component | FuelMeter | fuel_density_in_kg_per_m3 | 83
2026-07-31 12:42:32 UTC | bo02_06_CH_ZUESTA | bo02 | 06_CH | ZUESTA | component | FlexibilityPotential | building_name | BUI1
2026-07-31 12:42:32 UTC | bo02_06_CH_ZUESTA | bo02 | 06_CH | ZUESTA | component | FlexibilityPotential | name | FlexibilityPotential
2026-07-31 12:42:32 UTC | bo02_06_CH_ZUESTA | bo02 | 06_CH | ZUESTA | component | FlexibilityPotential | fallback_heating_cop | 1
2026-07-31 12:42:32 UTC | bo02_06_CH_ZUESTA | bo02 | 06_CH | ZUESTA | component | FlexibilityPotential | fallback_cooling_eer
2026-07-31 12:42:32 UTC | bo02_07_CH_ZUESTA | bo02 | 07_CH | ZUESTA | simulation | SimulationParameters | year | 2050
2026-07-31 12:42:32 UTC | bo02_07_CH_ZUESTA | bo02 | 07_CH | ZUESTA | simulation | SimulationParameters | seconds_per_timestep | 9 | s
2026-07-31 12:42:32 UTC | bo02_07_CH_ZUESTA | bo02 | 07_CH | ZUESTA | simulation | SimulationParameters | country | CH
2026-07-31 12:42:32 UTC | bo02_07_CH_ZUESTA | bo02 | 07_CH | ZUESTA | cli | cli_overrides | ARCH | 07_CH
2026-07-31 12:42:32 UTC | bo02_07_CH_ZUESTA | bo02 | 07_CH | ZUESTA | cli | cli_overrides | WEATHER | ZUESTA
2026-07-31 12:42:32 UTC | bo02_07_CH_ZUESTA | bo02 | 07_CH | ZUESTA | cli | cli_overrides | TIME_HORIZON | future
2026-07-31 12:42:32 UTC | bo02_07_CH_ZUESTA | bo02 | 07_CH | ZUESTA | cli | cli_overrides | SCENARIO | none
2026-07-31 12:42:32 UTC | bo02_07_CH_ZUESTA | bo02 | 07_CH | ZUESTA | cli | cli_overrides | OCC | SIA2024
2026-07-31 12:42:32 UTC | bo02_07_CH_ZUESTA | bo02 | 07_CH | ZUESTA | cli | cli_overrides | HEATGEN_SIZING | IDEAL_LOOKUP
2026-07-31 12:42:32 UTC | bo02_07_CH_ZUESTA | bo02 | 07_CH | ZUESTA | cli | cli_overrides | HP_SHARE_OF_IDEAL | 0.8
2026-07-31 12:42:32 UTC | bo02_07_CH_ZUESTA | bo02 | 07_CH | ZUESTA | internal_loads | SIA2024Occupancy | conditioned_floor_area_in_m2 | 199
2026-07-31 12:42:32 UTC | bo02_07_CH_ZUESTA | bo02 | 07_CH | ZUESTA | internal_loads | SIA2024Occupancy | appliances_load_w_per_m2 | 1
2026-07-31 12:42:32 UTC | bo02_07_CH_ZUESTA | bo02 | 07_CH | ZUESTA | internal_loads | SIA2024Occupancy | lighting_load_w_per_m2 | 3
2026-07-31 12:42:32 UTC | bo02_07_CH_ZUESTA | bo02 | 07_CH | ZUESTA | internal_loads | SIA2024Occupancy | lighting_annual_full_load_hours | 846
2026-07-31 12:42:32 UTC | bo02_07_CH_ZUESTA | bo02 | 07_CH | ZUESTA | internal_loads | SIA2024Occupancy | appliances_yearly_utilization_per_month | 0.7995
2026-07-31 12:42:32 UTC | bo02_07_CH_ZUESTA | bo02 | 07_CH | ZUESTA | weather | Weather | source_path | C:\Users\het\HiSim\hisim\inputs\weather\custom_csv\Zurich\NABZUE_2060_RCP85_DRY.csv
2026-07-31 12:42:32 UTC | bo02_07_CH_ZUESTA | bo02 | 07_CH | ZUESTA | weather | Weather | location | Zurich
2026-07-31 12:42:32 UTC | bo02_07_CH_ZUESTA | bo02 | 07_CH | ZUESTA | weather | Weather | name | Weather
2026-07-31 12:42:32 UTC | bo02_07_CH_ZUESTA | bo02 | 07_CH | ZUESTA | component | ElectricityMeter | building_name | BUI1
2026-07-31 12:42:32 UTC | bo02_07_CH_ZUESTA | bo02 | 07_CH | ZUESTA | component | ElectricityMeter | name | ElectricityMeter
2026-07-31 12:42:32 UTC | bo02_07_CH_ZUESTA | bo02 | 07_CH | ZUESTA | building | Building | building_name | 1991_2000
2026-07-31 12:42:32 UTC | bo02_07_CH_ZUESTA | bo02 | 07_CH | ZUESTA | building | Building | building_code | AT.N.SFH.06.Gen.ReEx.001.002
2026-07-31 12:42:32 UTC | bo02_07_CH_ZUESTA | bo02 | 07_CH | ZUESTA | building | Building | building_heat_capacity_class | heavy
2026-07-31 12:42:32 UTC | bo02_07_CH_ZUESTA | bo02 | 07_CH | ZUESTA | building | Building | absolute_conditioned_floor_area_in_m2 | 199
2026-07-31 12:42:32 UTC | bo02_07_CH_ZUESTA | bo02 | 07_CH | ZUESTA | building | Building | heating_reference_temperature_in_celsius | -8
2026-07-31 12:42:32 UTC | bo02_07_CH_ZUESTA | bo02 | 07_CH | ZUESTA | building | Building | floor_u_value_in_watt_per_m2_per_kelvin | 0.55
2026-07-31 12:42:32 UTC | bo02_07_CH_ZUESTA | bo02 | 07_CH | ZUESTA | building | Building | floor_area_in_m2 | 81
2026-07-31 12:42:32 UTC | bo02_07_CH_ZUESTA | bo02 | 07_CH | ZUESTA | building | Building | facade_u_value_in_watt_per_m2_per_kelvin | 0.35
2026-07-31 12:42:32 UTC | bo02_07_CH_ZUESTA | bo02 | 07_CH | ZUESTA | building | Building | facade_area_in_m2 | 164
2026-07-31 12:42:32 UTC | bo02_07_CH_ZUESTA | bo02 | 07_CH | ZUESTA | building | Building | roof_u_value_in_watt_per_m2_per_kelvin | 0.34
2026-07-31 12:42:32 UTC | bo02_07_CH_ZUESTA | bo02 | 07_CH | ZUESTA | building | Building | roof_area_in_m2 | 96
2026-07-31 12:42:32 UTC | bo02_07_CH_ZUESTA | bo02 | 07_CH | ZUESTA | building | Building | window_u_value_in_watt_per_m2_per_kelvin | 1.7
2026-07-31 12:42:32 UTC | bo02_07_CH_ZUESTA | bo02 | 07_CH | ZUESTA | building | Building | window_area_in_m2 | 31.84
2026-07-31 12:42:32 UTC | bo02_07_CH_ZUESTA | bo02 | 07_CH | ZUESTA | building | Building | door_u_value_in_watt_per_m2_per_kelvin
2026-07-31 12:42:32 UTC | bo02_07_CH_ZUESTA | bo02 | 07_CH | ZUESTA | building | Building | door_area_in_m2
2026-07-31 12:42:32 UTC | bo02_07_CH_ZUESTA | bo02 | 07_CH | ZUESTA | building | Building | set_heating_temperature_in_celsius | 20.5
2026-07-31 12:42:32 UTC | bo02_07_CH_ZUESTA | bo02 | 07_CH | ZUESTA | building | Building | set_cooling_temperature_in_celsius | 25
2026-07-31 12:42:32 UTC | bo02_07_CH_ZUESTA | bo02 | 07_CH | ZUESTA | building | Building | natural_ventilation_m3_per_h_per_person | 29
2026-07-31 12:42:32 UTC | bo02_07_CH_ZUESTA | bo02 | 07_CH | ZUESTA | building | Building | sia_natural_ventilation_m3_per_h_per_m2 | 0.6
2026-07-31 12:42:32 UTC | bo02_07_CH_ZUESTA | bo02 | 07_CH | ZUESTA | building | Building | swiss_infiltration_rate_per_h | 0.15
2026-07-31 12:42:32 UTC | bo02_07_CH_ZUESTA | bo02 | 07_CH | ZUESTA | building | Building | heating_demand_mode | iso13790
2026-07-31 12:42:32 UTC | bo02_07_CH_ZUESTA | bo02 | 07_CH | ZUESTA | building | Building | operative_heating_proportional_band_in_celsius | 1
2026-07-31 12:42:32 UTC | bo02_07_CH_ZUESTA | bo02 | 07_CH | ZUESTA | building | Building | operative_heating_proportional_gain | 1
2026-07-31 12:42:32 UTC | bo02_07_CH_ZUESTA | bo02 | 07_CH | ZUESTA | building | Building | control_comfort_lower_bound_shift_in_celsius
2026-07-31 12:42:32 UTC | bo02_07_CH_ZUESTA | bo02 | 07_CH | ZUESTA | building | Building | comfort_aware_seasonal_heating_gate | true
2026-07-31 12:42:32 UTC | bo02_07_CH_ZUESTA | bo02 | 07_CH | ZUESTA | component | StrictComfortDemandController | building_name | BUI1
2026-07-31 12:42:32 UTC | bo02_07_CH_ZUESTA | bo02 | 07_CH | ZUESTA | component | StrictComfortDemandController | name | StrictComfortDemandController
2026-07-31 12:42:32 UTC | bo02_07_CH_ZUESTA | bo02 | 07_CH | ZUESTA | component | StrictComfortDemandController | temperature_air_heating_in_celsius | 20.5
2026-07-31 12:42:32 UTC | bo02_07_CH_ZUESTA | bo02 | 07_CH | ZUESTA | component | StrictComfortDemandController | temperature_air_cooling_in_celsius | 24
2026-07-31 12:42:32 UTC | bo02_07_CH_ZUESTA | bo02 | 07_CH | ZUESTA | component | StrictComfortDemandController | offset | 0.5
2026-07-31 12:42:32 UTC | bo02_07_CH_ZUESTA | bo02 | 07_CH | ZUESTA | component | StrictComfortDemandController | mode | 2
2026-07-31 12:42:32 UTC | bo02_07_CH_ZUESTA | bo02 | 07_CH | ZUESTA | component | StrictComfortDemandController | use_adaptive_comfort_band | true
2026-07-31 12:42:32 UTC | bo02_07_CH_ZUESTA | bo02 | 07_CH | ZUESTA | component | StrictComfortDemandController | control_strategy | strict_comfort_band_v1
2026-07-31 12:42:32 UTC | bo02_07_CH_ZUESTA | bo02 | 07_CH | ZUESTA | component | StrictComfortDemandController | comfort_band_inner_offset_in_celsius | 0.5
2026-07-31 12:42:32 UTC | bo02_07_CH_ZUESTA | bo02 | 07_CH | ZUESTA | component | StrictComfortDemandController | comfort_band_inner_offset_lower_in_celsius | 1
2026-07-31 12:42:32 UTC | bo02_07_CH_ZUESTA | bo02 | 07_CH | ZUESTA | component | StrictComfortDemandController | comfort_band_inner_offset_upper_in_celsius | 0.5
2026-07-31 12:42:32 UTC | bo02_07_CH_ZUESTA | bo02 | 07_CH | ZUESTA | component | StrictComfortDemandController | heating_disabled_above_running_mean_outdoor_temperature_in_celsius | 18
2026-07-31 12:42:32 UTC | bo02_07_CH_ZUESTA | bo02 | 07_CH | ZUESTA | component | StrictComfortDemandController | cooling_enabled_above_running_mean_outdoor_temperature_in_celsius | 22
2026-07-31 12:42:32 UTC | bo02_07_CH_ZUESTA | bo02 | 07_CH | ZUESTA | component | ComfortBandHeatingDemand | building_name | BUI1
2026-07-31 12:42:32 UTC | bo02_07_CH_ZUESTA | bo02 | 07_CH | ZUESTA | component | ComfortBandHeatingDemand | name | ComfortBandHeatingDemand
2026-07-31 12:42:32 UTC | bo02_07_CH_ZUESTA | bo02 | 07_CH | ZUESTA | component | ComfortBandHeatingDemand | max_heating_power_in_watt | 7052.23
2026-07-31 12:42:32 UTC | bo02_07_CH_ZUESTA | bo02 | 07_CH | ZUESTA | component | ComfortBandHeatingDemand | proportional_gain_in_watt_per_kelvin | 14104.5
2026-07-31 12:42:32 UTC | bo02_07_CH_ZUESTA | bo02 | 07_CH | ZUESTA | component | StrictComfortSetpointModifier | building_name | BUI1
2026-07-31 12:42:32 UTC | bo02_07_CH_ZUESTA | bo02 | 07_CH | ZUESTA | component | StrictComfortSetpointModifier | name | StrictComfortSetpointModifier
2026-07-31 12:42:32 UTC | bo02_07_CH_ZUESTA | bo02 | 07_CH | ZUESTA | component | StrictComfortSetpointModifier | base_heating_setpoint_in_celsius | 20.5
2026-07-31 12:42:32 UTC | bo02_07_CH_ZUESTA | bo02 | 07_CH | ZUESTA | component | StrictComfortSetpointModifier | recovery_gain | 5
2026-07-31 12:42:32 UTC | bo02_07_CH_ZUESTA | bo02 | 07_CH | ZUESTA | component | StrictComfortSetpointModifier | max_recovery_boost_in_celsius | 5
2026-07-31 12:42:32 UTC | bo02_07_CH_ZUESTA | bo02 | 07_CH | ZUESTA | component | StrictComfortSetpointModifier | clamp_min_modifier_in_celsius
2026-07-31 12:42:32 UTC | bo02_07_CH_ZUESTA | bo02 | 07_CH | ZUESTA | component | StrictComfortSetpointModifier | clamp_max_modifier_in_celsius | 15
2026-07-31 12:42:32 UTC | bo02_07_CH_ZUESTA | bo02 | 07_CH | ZUESTA | component | HeatDistributionController | building_name | BUI1
2026-07-31 12:42:32 UTC | bo02_07_CH_ZUESTA | bo02 | 07_CH | ZUESTA | component | HeatDistributionController | name | HeatDistributionController
2026-07-31 12:42:32 UTC | bo02_07_CH_ZUESTA | bo02 | 07_CH | ZUESTA | component | HeatDistributionController | heating_system | HeatDistributionSystemType.FLOORHEATING
2026-07-31 12:42:32 UTC | bo02_07_CH_ZUESTA | bo02 | 07_CH | ZUESTA | component | HeatDistributionController | set_heating_threshold_outside_temperature_in_celsius | 16
2026-07-31 12:42:32 UTC | bo02_07_CH_ZUESTA | bo02 | 07_CH | ZUESTA | component | HeatDistributionController | heating_reference_temperature_in_celsius | -8
2026-07-31 12:42:32 UTC | bo02_07_CH_ZUESTA | bo02 | 07_CH | ZUESTA | component | HeatDistributionController | set_heating_temperature_for_building_in_celsius | 20.5
2026-07-31 12:42:32 UTC | bo02_07_CH_ZUESTA | bo02 | 07_CH | ZUESTA | component | HeatDistributionController | set_cooling_temperature_for_building_in_celsius | 25
2026-07-31 12:42:32 UTC | bo02_07_CH_ZUESTA | bo02 | 07_CH | ZUESTA | component | HeatDistributionController | heating_load_of_building_in_watt | 7052.23
2026-07-31 12:42:32 UTC | bo02_07_CH_ZUESTA | bo02 | 07_CH | ZUESTA | heat_distribution | HeatDistributionSystem | absolute_conditioned_floor_area_in_m2 | 199
2026-07-31 12:42:32 UTC | bo02_07_CH_ZUESTA | bo02 | 07_CH | ZUESTA | component | SplitACController | building_name | BUI1
2026-07-31 12:42:32 UTC | bo02_07_CH_ZUESTA | bo02 | 07_CH | ZUESTA | component | SplitACController | name | SplitACController
2026-07-31 12:42:32 UTC | bo02_07_CH_ZUESTA | bo02 | 07_CH | ZUESTA | component | SplitACController | heating_set_temperature_deg_c
2026-07-31 12:42:32 UTC | bo02_07_CH_ZUESTA | bo02 | 07_CH | ZUESTA | component | SplitACController | cooling_set_temperature_deg_c | 25
2026-07-31 12:42:32 UTC | bo02_07_CH_ZUESTA | bo02 | 07_CH | ZUESTA | component | SplitACController | minimum_runtime_s | 1800
2026-07-31 12:42:32 UTC | bo02_07_CH_ZUESTA | bo02 | 07_CH | ZUESTA | component | SplitACController | minimum_idle_time_s | 900
2026-07-31 12:42:32 UTC | bo02_07_CH_ZUESTA | bo02 | 07_CH | ZUESTA | component | SplitACController | offset | 5
2026-07-31 12:42:32 UTC | bo02_07_CH_ZUESTA | bo02 | 07_CH | ZUESTA | component | SplitACController | temperature_difference_full_power_deg_c | 3
2026-07-31 12:42:32 UTC | bo02_07_CH_ZUESTA | bo02 | 07_CH | ZUESTA | component | SplitACController | minimum_modulation
2026-07-31 12:42:32 UTC | bo02_07_CH_ZUESTA | bo02 | 07_CH | ZUESTA | component | ComfortBandCoolingDemand | building_name | BUI1
2026-07-31 12:42:32 UTC | bo02_07_CH_ZUESTA | bo02 | 07_CH | ZUESTA | component | ComfortBandCoolingDemand | name | ComfortBandCoolingDemand
2026-07-31 12:42:32 UTC | bo02_07_CH_ZUESTA | bo02 | 07_CH | ZUESTA | component | ComfortBandCoolingDemand | max_cooling_power_in_watt | 1102
2026-07-31 12:42:32 UTC | bo02_07_CH_ZUESTA | bo02 | 07_CH | ZUESTA | component | ComfortBandCoolingDemand | proportional_gain_in_watt_per_kelvin | 4
2026-07-31 12:42:32 UTC | bo02_07_CH_ZUESTA | bo02 | 07_CH | ZUESTA | component | ComfortBandCoolingDemand | relaxation_factor | 0.55
2026-07-31 12:42:32 UTC | bo02_07_CH_ZUESTA | bo02 | 07_CH | ZUESTA | component | ComfortBandCoolingDemand | theoretical_blend | comfort_only
2026-07-31 12:42:32 UTC | bo02_07_CH_ZUESTA | bo02 | 07_CH | ZUESTA | component | SplitAC | building_name | BUI1
2026-07-31 12:42:32 UTC | bo02_07_CH_ZUESTA | bo02 | 07_CH | ZUESTA | component | SplitAC | name | SplitAC
2026-07-31 12:42:32 UTC | bo02_07_CH_ZUESTA | bo02 | 07_CH | ZUESTA | component | SplitAC | manufacturer | Panasonic
2026-07-31 12:42:32 UTC | bo02_07_CH_ZUESTA | bo02 | 07_CH | ZUESTA | component | SplitAC | model_name | CS-RE18JKE/CU-RE18JKE
2026-07-31 12:42:32 UTC | bo02_07_CH_ZUESTA | bo02 | 07_CH | ZUESTA | component | SplitAC | scale_factor | 0.1998
2026-07-31 12:42:32 UTC | bo02_07_CH_ZUESTA | bo02 | 07_CH | ZUESTA | component | SplitAC | investment_costs_in_euro | 1400
2026-07-31 12:42:32 UTC | bo02_07_CH_ZUESTA | bo02 | 07_CH | ZUESTA | component | SplitAC | lifetime_in_years | 12
2026-07-31 12:42:32 UTC | bo02_07_CH_ZUESTA | bo02 | 07_CH | ZUESTA | component | SplitAC | co2_emissions_kg_co2_eq | 165.8
2026-07-31 12:42:32 UTC | bo02_07_CH_ZUESTA | bo02 | 07_CH | ZUESTA | component | SplitAC | maintenance_costs_in_euro_per_year | 7
2026-07-31 12:42:32 UTC | bo02_07_CH_ZUESTA | bo02 | 07_CH | ZUESTA | component | BuildingThermalPowerSum | building_name | BUI1
2026-07-31 12:42:32 UTC | bo02_07_CH_ZUESTA | bo02 | 07_CH | ZUESTA | component | BuildingThermalPowerSum | name | BuildingThermalPowerSum
2026-07-31 12:42:32 UTC | bo02_07_CH_ZUESTA | bo02 | 07_CH | ZUESTA | component | BuildingThermalPowerSum | loadtype | LoadTypes.ANY
2026-07-31 12:42:32 UTC | bo02_07_CH_ZUESTA | bo02 | 07_CH | ZUESTA | component | BuildingThermalPowerSum | unit | Units.WATT
2026-07-31 12:42:32 UTC | bo02_07_CH_ZUESTA | bo02 | 07_CH | ZUESTA | component | HeatGeneratorTotalThermalPower | building_name | BUI1
2026-07-31 12:42:32 UTC | bo02_07_CH_ZUESTA | bo02 | 07_CH | ZUESTA | component | HeatGeneratorTotalThermalPower | name | HeatGeneratorTotalThermalPower
2026-07-31 12:42:32 UTC | bo02_07_CH_ZUESTA | bo02 | 07_CH | ZUESTA | component | HeatGeneratorTotalThermalPower | loadtype | LoadTypes.ANY
2026-07-31 12:42:32 UTC | bo02_07_CH_ZUESTA | bo02 | 07_CH | ZUESTA | component | HeatGeneratorTotalThermalPower | unit | Units.WATT
2026-07-31 12:42:32 UTC | bo02_07_CH_ZUESTA | bo02 | 07_CH | ZUESTA | component | HeatGeneratorPlantDhwThermalPower | building_name | BUI1
2026-07-31 12:42:32 UTC | bo02_07_CH_ZUESTA | bo02 | 07_CH | ZUESTA | component | HeatGeneratorPlantDhwThermalPower | name | HeatGeneratorPlantDhwThermalPower
2026-07-31 12:42:32 UTC | bo02_07_CH_ZUESTA | bo02 | 07_CH | ZUESTA | component | HeatGeneratorPlantDhwThermalPower | loadtype | LoadTypes.ANY
2026-07-31 12:42:32 UTC | bo02_07_CH_ZUESTA | bo02 | 07_CH | ZUESTA | component | HeatGeneratorPlantDhwThermalPower | unit | Units.WATT
2026-07-31 12:42:32 UTC | bo02_07_CH_ZUESTA | bo02 | 07_CH | ZUESTA | component | SolarDhwThermalPower | building_name | BUI1
2026-07-31 12:42:32 UTC | bo02_07_CH_ZUESTA | bo02 | 07_CH | ZUESTA | component | SolarDhwThermalPower | name | SolarDhwThermalPower
2026-07-31 12:42:32 UTC | bo02_07_CH_ZUESTA | bo02 | 07_CH | ZUESTA | component | SolarDhwThermalPower | value_watt
2026-07-31 12:42:32 UTC | bo02_07_CH_ZUESTA | bo02 | 07_CH | ZUESTA | component | SolarDhwThermalPower | loadtype | LoadTypes.ANY
2026-07-31 12:42:32 UTC | bo02_07_CH_ZUESTA | bo02 | 07_CH | ZUESTA | component | SolarDhwThermalPower | unit | Units.WATT
2026-07-31 12:42:32 UTC | bo02_07_CH_ZUESTA | bo02 | 07_CH | ZUESTA | thermal_storage | SimpleHotWaterStorage | volume_heating_water_storage_in_liter | 352.6
2026-07-31 12:42:32 UTC | bo02_07_CH_ZUESTA | bo02 | 07_CH | ZUESTA | component | BufferRemainingCapacity60C | building_name | BUI1
2026-07-31 12:42:32 UTC | bo02_07_CH_ZUESTA | bo02 | 07_CH | ZUESTA | component | BufferRemainingCapacity60C | name | BufferRemainingCapacity60C
2026-07-31 12:42:32 UTC | bo02_07_CH_ZUESTA | bo02 | 07_CH | ZUESTA | component | BufferRemainingCapacity60C | volume_heating_water_storage_in_liter | 352.6
2026-07-31 12:42:32 UTC | bo02_07_CH_ZUESTA | bo02 | 07_CH | ZUESTA | component | BufferRemainingCapacity60C | max_temperature_in_celsius | 6
2026-07-31 12:42:32 UTC | bo02_07_CH_ZUESTA | bo02 | 07_CH | ZUESTA | component | BufferRemainingCapacity60C | water_density_kg_per_liter | 0.992
2026-07-31 12:42:32 UTC | bo02_07_CH_ZUESTA | bo02 | 07_CH | ZUESTA | component | BufferRemainingCapacity60C | water_specific_heat_capacity_j_per_kg_per_k | 4180
2026-07-31 12:42:32 UTC | bo02_07_CH_ZUESTA | bo02 | 07_CH | ZUESTA | component | OilBoilerController | building_name | BUI1
2026-07-31 12:42:32 UTC | bo02_07_CH_ZUESTA | bo02 | 07_CH | ZUESTA | component | OilBoilerController | name | OilBoilerController
2026-07-31 12:42:32 UTC | bo02_07_CH_ZUESTA | bo02 | 07_CH | ZUESTA | component | OilBoilerController | is_modulating | true
2026-07-31 12:42:32 UTC | bo02_07_CH_ZUESTA | bo02 | 07_CH | ZUESTA | component | OilBoilerController | set_heating_threshold_outside_temperature_in_celsius | 16
2026-07-31 12:42:32 UTC | bo02_07_CH_ZUESTA | bo02 | 07_CH | ZUESTA | component | OilBoilerController | minimal_thermal_power_in_watt | 0
2026-07-31 12:42:32 UTC | bo02_07_CH_ZUESTA | bo02 | 07_CH | ZUESTA | component | OilBoilerController | maximal_thermal_power_in_watt | 4730
2026-07-31 12:42:32 UTC | bo02_07_CH_ZUESTA | bo02 | 07_CH | ZUESTA | component | OilBoilerController | set_temperature_difference_for_full_power | 5
2026-07-31 12:42:32 UTC | bo02_07_CH_ZUESTA | bo02 | 07_CH | ZUESTA | component | OilBoilerController | minimum_runtime_in_seconds | 1800
2026-07-31 12:42:32 UTC | bo02_07_CH_ZUESTA | bo02 | 07_CH | ZUESTA | component | OilBoilerController | minimum_resting_time_in_seconds | 1800
2026-07-31 12:42:32 UTC | bo02_07_CH_ZUESTA | bo02 | 07_CH | ZUESTA | component | OilBoilerController | with_domestic_hot_water_preparation | true
2026-07-31 12:42:32 UTC | bo02_07_CH_ZUESTA | bo02 | 07_CH | ZUESTA | component | OilBoilerController | secondary_mode | false
2026-07-31 12:42:32 UTC | bo02_07_CH_ZUESTA | bo02 | 07_CH | ZUESTA | component | OilBoilerController | hysteresis_water_temperature_offset | 10
2026-07-31 12:42:32 UTC | bo02_07_CH_ZUESTA | bo02 | 07_CH | ZUESTA | component | OilBoilerController | seasonal_modulation_minimum_enabled | false
2026-07-31 12:42:32 UTC | bo02_07_CH_ZUESTA | bo02 | 07_CH | ZUESTA | component | OilBoilerController | winter_modulation_minimum_thermal_power_in_watt
2026-07-31 12:42:32 UTC | bo02_07_CH_ZUESTA | bo02 | 07_CH | ZUESTA | component | OilBoilerController | summer_modulation_minimum_thermal_power_in_watt
2026-07-31 12:42:32 UTC | bo02_07_CH_ZUESTA | bo02 | 07_CH | ZUESTA | component | OilBoilerController | summer_modulation_daily_avg_outdoor_temperature_threshold_celsius | 16
2026-07-31 12:42:32 UTC | bo02_07_CH_ZUESTA | bo02 | 07_CH | ZUESTA | heat_generator | OilBoiler | minimal_thermal_power_in_watt | 0
2026-07-31 12:42:32 UTC | bo02_07_CH_ZUESTA | bo02 | 07_CH | ZUESTA | heat_generator | OilBoiler | maximal_thermal_power_in_watt | 4730
2026-07-31 12:42:32 UTC | bo02_07_CH_ZUESTA | bo02 | 07_CH | ZUESTA | heat_generator | OilBoiler | eff_th_min | 0.6
2026-07-31 12:42:32 UTC | bo02_07_CH_ZUESTA | bo02 | 07_CH | ZUESTA | heat_generator | OilBoiler | eff_th_max | 0.9
2026-07-31 12:42:32 UTC | bo02_07_CH_ZUESTA | bo02 | 07_CH | ZUESTA | heat_generator | OilBoiler | boiler_type | BoilerType.CONVENTIONAL
2026-07-31 12:42:32 UTC | bo02_07_CH_ZUESTA | bo02 | 07_CH | ZUESTA | heat_generator | OilBoiler | energy_carrier | LoadTypes.OIL
2026-07-31 12:42:32 UTC | bo02_07_CH_ZUESTA | bo02 | 07_CH | ZUESTA | component | FuelMeter | building_name | BUI1
2026-07-31 12:42:32 UTC | bo02_07_CH_ZUESTA | bo02 | 07_CH | ZUESTA | component | FuelMeter | name | FuelMeter
2026-07-31 12:42:32 UTC | bo02_07_CH_ZUESTA | bo02 | 07_CH | ZUESTA | component | FuelMeter | fuel_loadtype | LoadTypes.OIL
2026-07-31 12:42:32 UTC | bo02_07_CH_ZUESTA | bo02 | 07_CH | ZUESTA | component | FuelMeter | heating_value_of_fuel_in_kwh_per_liter | 9.822
2026-07-31 12:42:32 UTC | bo02_07_CH_ZUESTA | bo02 | 07_CH | ZUESTA | component | FuelMeter | fuel_density_in_kg_per_m3 | 83
2026-07-31 12:42:32 UTC | bo02_07_CH_ZUESTA | bo02 | 07_CH | ZUESTA | component | FlexibilityPotential | building_name | BUI1
2026-07-31 12:42:32 UTC | bo02_07_CH_ZUESTA | bo02 | 07_CH | ZUESTA | component | FlexibilityPotential | name | FlexibilityPotential
2026-07-31 12:42:32 UTC | bo02_07_CH_ZUESTA | bo02 | 07_CH | ZUESTA | component | FlexibilityPotential | fallback_heating_cop | 1
2026-07-31 12:42:32 UTC | bo02_07_CH_ZUESTA | bo02 | 07_CH | ZUESTA | component | FlexibilityPotential | fallback_cooling_eer
2026-07-31 12:42:32 UTC | bo02_08_CH_ZUESTA | bo02 | 08_CH | ZUESTA | simulation | SimulationParameters | year | 2050
2026-07-31 12:42:32 UTC | bo02_08_CH_ZUESTA | bo02 | 08_CH | ZUESTA | simulation | SimulationParameters | seconds_per_timestep | 9 | s
2026-07-31 12:42:32 UTC | bo02_08_CH_ZUESTA | bo02 | 08_CH | ZUESTA | simulation | SimulationParameters | country | CH
2026-07-31 12:42:32 UTC | bo02_08_CH_ZUESTA | bo02 | 08_CH | ZUESTA | cli | cli_overrides | ARCH | 08_CH
2026-07-31 12:42:32 UTC | bo02_08_CH_ZUESTA | bo02 | 08_CH | ZUESTA | cli | cli_overrides | WEATHER | ZUESTA
2026-07-31 12:42:32 UTC | bo02_08_CH_ZUESTA | bo02 | 08_CH | ZUESTA | cli | cli_overrides | TIME_HORIZON | future
2026-07-31 12:42:32 UTC | bo02_08_CH_ZUESTA | bo02 | 08_CH | ZUESTA | cli | cli_overrides | SCENARIO | none
2026-07-31 12:42:32 UTC | bo02_08_CH_ZUESTA | bo02 | 08_CH | ZUESTA | cli | cli_overrides | OCC | SIA2024
2026-07-31 12:42:32 UTC | bo02_08_CH_ZUESTA | bo02 | 08_CH | ZUESTA | cli | cli_overrides | HEATGEN_SIZING | IDEAL_LOOKUP
2026-07-31 12:42:32 UTC | bo02_08_CH_ZUESTA | bo02 | 08_CH | ZUESTA | cli | cli_overrides | HP_SHARE_OF_IDEAL | 0.8
2026-07-31 12:42:32 UTC | bo02_08_CH_ZUESTA | bo02 | 08_CH | ZUESTA | internal_loads | SIA2024Occupancy | conditioned_floor_area_in_m2 | 201
2026-07-31 12:42:32 UTC | bo02_08_CH_ZUESTA | bo02 | 08_CH | ZUESTA | internal_loads | SIA2024Occupancy | appliances_load_w_per_m2 | 1
2026-07-31 12:42:32 UTC | bo02_08_CH_ZUESTA | bo02 | 08_CH | ZUESTA | internal_loads | SIA2024Occupancy | lighting_load_w_per_m2 | 3
2026-07-31 12:42:32 UTC | bo02_08_CH_ZUESTA | bo02 | 08_CH | ZUESTA | internal_loads | SIA2024Occupancy | lighting_annual_full_load_hours | 846
2026-07-31 12:42:32 UTC | bo02_08_CH_ZUESTA | bo02 | 08_CH | ZUESTA | internal_loads | SIA2024Occupancy | appliances_yearly_utilization_per_month | 0.7995
2026-07-31 12:42:32 UTC | bo02_08_CH_ZUESTA | bo02 | 08_CH | ZUESTA | weather | Weather | source_path | C:\Users\het\HiSim\hisim\inputs\weather\custom_csv\Zurich\NABZUE_2060_RCP85_DRY.csv
2026-07-31 12:42:32 UTC | bo02_08_CH_ZUESTA | bo02 | 08_CH | ZUESTA | weather | Weather | location | Zurich
2026-07-31 12:42:32 UTC | bo02_08_CH_ZUESTA | bo02 | 08_CH | ZUESTA | weather | Weather | name | Weather
2026-07-31 12:42:32 UTC | bo02_08_CH_ZUESTA | bo02 | 08_CH | ZUESTA | component | ElectricityMeter | building_name | BUI1
2026-07-31 12:42:32 UTC | bo02_08_CH_ZUESTA | bo02 | 08_CH | ZUESTA | component | ElectricityMeter | name | ElectricityMeter
2026-07-31 12:42:32 UTC | bo02_08_CH_ZUESTA | bo02 | 08_CH | ZUESTA | building | Building | building_name | 2001_2010
2026-07-31 12:42:32 UTC | bo02_08_CH_ZUESTA | bo02 | 08_CH | ZUESTA | building | Building | building_code | AT.N.SFH.07.Gen.ReEx.001.002
2026-07-31 12:42:32 UTC | bo02_08_CH_ZUESTA | bo02 | 08_CH | ZUESTA | building | Building | building_heat_capacity_class | heavy
2026-07-31 12:42:32 UTC | bo02_08_CH_ZUESTA | bo02 | 08_CH | ZUESTA | building | Building | absolute_conditioned_floor_area_in_m2 | 201
2026-07-31 12:42:32 UTC | bo02_08_CH_ZUESTA | bo02 | 08_CH | ZUESTA | building | Building | heating_reference_temperature_in_celsius | -8
2026-07-31 12:42:32 UTC | bo02_08_CH_ZUESTA | bo02 | 08_CH | ZUESTA | building | Building | floor_u_value_in_watt_per_m2_per_kelvin | 0.38
2026-07-31 12:42:32 UTC | bo02_08_CH_ZUESTA | bo02 | 08_CH | ZUESTA | building | Building | floor_area_in_m2 | 84.2
2026-07-31 12:42:32 UTC | bo02_08_CH_ZUESTA | bo02 | 08_CH | ZUESTA | building | Building | facade_u_value_in_watt_per_m2_per_kelvin | 0.3
2026-07-31 12:42:32 UTC | bo02_08_CH_ZUESTA | bo02 | 08_CH | ZUESTA | building | Building | facade_area_in_m2 | 177.6
2026-07-31 12:42:32 UTC | bo02_08_CH_ZUESTA | bo02 | 08_CH | ZUESTA | building | Building | roof_u_value_in_watt_per_m2_per_kelvin | 0.26
2026-07-31 12:42:32 UTC | bo02_08_CH_ZUESTA | bo02 | 08_CH | ZUESTA | building | Building | roof_area_in_m2 | 96.76
2026-07-31 12:42:32 UTC | bo02_08_CH_ZUESTA | bo02 | 08_CH | ZUESTA | building | Building | window_u_value_in_watt_per_m2_per_kelvin | 1.5
2026-07-31 12:42:32 UTC | bo02_08_CH_ZUESTA | bo02 | 08_CH | ZUESTA | building | Building | window_area_in_m2 | 32.16
2026-07-31 12:42:32 UTC | bo02_08_CH_ZUESTA | bo02 | 08_CH | ZUESTA | building | Building | door_u_value_in_watt_per_m2_per_kelvin
2026-07-31 12:42:32 UTC | bo02_08_CH_ZUESTA | bo02 | 08_CH | ZUESTA | building | Building | door_area_in_m2
2026-07-31 12:42:32 UTC | bo02_08_CH_ZUESTA | bo02 | 08_CH | ZUESTA | building | Building | set_heating_temperature_in_celsius | 20.5
2026-07-31 12:42:32 UTC | bo02_08_CH_ZUESTA | bo02 | 08_CH | ZUESTA | building | Building | set_cooling_temperature_in_celsius | 25
2026-07-31 12:42:32 UTC | bo02_08_CH_ZUESTA | bo02 | 08_CH | ZUESTA | building | Building | natural_ventilation_m3_per_h_per_person | 29
2026-07-31 12:42:32 UTC | bo02_08_CH_ZUESTA | bo02 | 08_CH | ZUESTA | building | Building | sia_natural_ventilation_m3_per_h_per_m2 | 0.6
2026-07-31 12:42:32 UTC | bo02_08_CH_ZUESTA | bo02 | 08_CH | ZUESTA | building | Building | swiss_infiltration_rate_per_h | 0.15
2026-07-31 12:42:32 UTC | bo02_08_CH_ZUESTA | bo02 | 08_CH | ZUESTA | building | Building | heating_demand_mode | iso13790
2026-07-31 12:42:32 UTC | bo02_08_CH_ZUESTA | bo02 | 08_CH | ZUESTA | building | Building | operative_heating_proportional_band_in_celsius | 1
2026-07-31 12:42:32 UTC | bo02_08_CH_ZUESTA | bo02 | 08_CH | ZUESTA | building | Building | operative_heating_proportional_gain | 1
2026-07-31 12:42:32 UTC | bo02_08_CH_ZUESTA | bo02 | 08_CH | ZUESTA | building | Building | control_comfort_lower_bound_shift_in_celsius
2026-07-31 12:42:32 UTC | bo02_08_CH_ZUESTA | bo02 | 08_CH | ZUESTA | building | Building | comfort_aware_seasonal_heating_gate | true
2026-07-31 12:42:32 UTC | bo02_08_CH_ZUESTA | bo02 | 08_CH | ZUESTA | component | StrictComfortDemandController | building_name | BUI1
2026-07-31 12:42:32 UTC | bo02_08_CH_ZUESTA | bo02 | 08_CH | ZUESTA | component | StrictComfortDemandController | name | StrictComfortDemandController
2026-07-31 12:42:32 UTC | bo02_08_CH_ZUESTA | bo02 | 08_CH | ZUESTA | component | StrictComfortDemandController | temperature_air_heating_in_celsius | 20.5
2026-07-31 12:42:32 UTC | bo02_08_CH_ZUESTA | bo02 | 08_CH | ZUESTA | component | StrictComfortDemandController | temperature_air_cooling_in_celsius | 24
2026-07-31 12:42:32 UTC | bo02_08_CH_ZUESTA | bo02 | 08_CH | ZUESTA | component | StrictComfortDemandController | offset | 0.5
2026-07-31 12:42:32 UTC | bo02_08_CH_ZUESTA | bo02 | 08_CH | ZUESTA | component | StrictComfortDemandController | mode | 2
2026-07-31 12:42:32 UTC | bo02_08_CH_ZUESTA | bo02 | 08_CH | ZUESTA | component | StrictComfortDemandController | use_adaptive_comfort_band | true
2026-07-31 12:42:32 UTC | bo02_08_CH_ZUESTA | bo02 | 08_CH | ZUESTA | component | StrictComfortDemandController | control_strategy | strict_comfort_band_v1
2026-07-31 12:42:32 UTC | bo02_08_CH_ZUESTA | bo02 | 08_CH | ZUESTA | component | StrictComfortDemandController | comfort_band_inner_offset_in_celsius | 0.5
2026-07-31 12:42:32 UTC | bo02_08_CH_ZUESTA | bo02 | 08_CH | ZUESTA | component | StrictComfortDemandController | comfort_band_inner_offset_lower_in_celsius | 1
2026-07-31 12:42:32 UTC | bo02_08_CH_ZUESTA | bo02 | 08_CH | ZUESTA | component | StrictComfortDemandController | comfort_band_inner_offset_upper_in_celsius | 0.5
2026-07-31 12:42:32 UTC | bo02_08_CH_ZUESTA | bo02 | 08_CH | ZUESTA | component | StrictComfortDemandController | heating_disabled_above_running_mean_outdoor_temperature_in_celsius | 18
2026-07-31 12:42:32 UTC | bo02_08_CH_ZUESTA | bo02 | 08_CH | ZUESTA | component | StrictComfortDemandController | cooling_enabled_above_running_mean_outdoor_temperature_in_celsius | 22
2026-07-31 12:42:32 UTC | bo02_08_CH_ZUESTA | bo02 | 08_CH | ZUESTA | component | ComfortBandHeatingDemand | building_name | BUI1
2026-07-31 12:42:32 UTC | bo02_08_CH_ZUESTA | bo02 | 08_CH | ZUESTA | component | ComfortBandHeatingDemand | name | ComfortBandHeatingDemand
2026-07-31 12:42:32 UTC | bo02_08_CH_ZUESTA | bo02 | 08_CH | ZUESTA | component | ComfortBandHeatingDemand | max_heating_power_in_watt | 5754.87
2026-07-31 12:42:32 UTC | bo02_08_CH_ZUESTA | bo02 | 08_CH | ZUESTA | component | ComfortBandHeatingDemand | proportional_gain_in_watt_per_kelvin | 11509.7
2026-07-31 12:42:32 UTC | bo02_08_CH_ZUESTA | bo02 | 08_CH | ZUESTA | component | StrictComfortSetpointModifier | building_name | BUI1
2026-07-31 12:42:32 UTC | bo02_08_CH_ZUESTA | bo02 | 08_CH | ZUESTA | component | StrictComfortSetpointModifier | name | StrictComfortSetpointModifier
2026-07-31 12:42:32 UTC | bo02_08_CH_ZUESTA | bo02 | 08_CH | ZUESTA | component | StrictComfortSetpointModifier | base_heating_setpoint_in_celsius | 20.5
2026-07-31 12:42:32 UTC | bo02_08_CH_ZUESTA | bo02 | 08_CH | ZUESTA | component | StrictComfortSetpointModifier | recovery_gain | 5
2026-07-31 12:42:32 UTC | bo02_08_CH_ZUESTA | bo02 | 08_CH | ZUESTA | component | StrictComfortSetpointModifier | max_recovery_boost_in_celsius | 5
2026-07-31 12:42:32 UTC | bo02_08_CH_ZUESTA | bo02 | 08_CH | ZUESTA | component | StrictComfortSetpointModifier | clamp_min_modifier_in_celsius
2026-07-31 12:42:32 UTC | bo02_08_CH_ZUESTA | bo02 | 08_CH | ZUESTA | component | StrictComfortSetpointModifier | clamp_max_modifier_in_celsius | 15
2026-07-31 12:42:32 UTC | bo02_08_CH_ZUESTA | bo02 | 08_CH | ZUESTA | component | HeatDistributionController | building_name | BUI1
2026-07-31 12:42:32 UTC | bo02_08_CH_ZUESTA | bo02 | 08_CH | ZUESTA | component | HeatDistributionController | name | HeatDistributionController
2026-07-31 12:42:32 UTC | bo02_08_CH_ZUESTA | bo02 | 08_CH | ZUESTA | component | HeatDistributionController | heating_system | HeatDistributionSystemType.FLOORHEATING
2026-07-31 12:42:32 UTC | bo02_08_CH_ZUESTA | bo02 | 08_CH | ZUESTA | component | HeatDistributionController | set_heating_threshold_outside_temperature_in_celsius | 16
2026-07-31 12:42:32 UTC | bo02_08_CH_ZUESTA | bo02 | 08_CH | ZUESTA | component | HeatDistributionController | heating_reference_temperature_in_celsius | -8
2026-07-31 12:42:32 UTC | bo02_08_CH_ZUESTA | bo02 | 08_CH | ZUESTA | component | HeatDistributionController | set_heating_temperature_for_building_in_celsius | 20.5
2026-07-31 12:42:32 UTC | bo02_08_CH_ZUESTA | bo02 | 08_CH | ZUESTA | component | HeatDistributionController | set_cooling_temperature_for_building_in_celsius | 25
2026-07-31 12:42:32 UTC | bo02_08_CH_ZUESTA | bo02 | 08_CH | ZUESTA | component | HeatDistributionController | heating_load_of_building_in_watt | 5754.87
2026-07-31 12:42:32 UTC | bo02_08_CH_ZUESTA | bo02 | 08_CH | ZUESTA | heat_distribution | HeatDistributionSystem | absolute_conditioned_floor_area_in_m2 | 201
2026-07-31 12:42:32 UTC | bo02_08_CH_ZUESTA | bo02 | 08_CH | ZUESTA | component | SplitACController | building_name | BUI1
2026-07-31 12:42:32 UTC | bo02_08_CH_ZUESTA | bo02 | 08_CH | ZUESTA | component | SplitACController | name | SplitACController
2026-07-31 12:42:32 UTC | bo02_08_CH_ZUESTA | bo02 | 08_CH | ZUESTA | component | SplitACController | heating_set_temperature_deg_c
2026-07-31 12:42:32 UTC | bo02_08_CH_ZUESTA | bo02 | 08_CH | ZUESTA | component | SplitACController | cooling_set_temperature_deg_c | 25
2026-07-31 12:42:32 UTC | bo02_08_CH_ZUESTA | bo02 | 08_CH | ZUESTA | component | SplitACController | minimum_runtime_s | 1800
2026-07-31 12:42:32 UTC | bo02_08_CH_ZUESTA | bo02 | 08_CH | ZUESTA | component | SplitACController | minimum_idle_time_s | 900
2026-07-31 12:42:32 UTC | bo02_08_CH_ZUESTA | bo02 | 08_CH | ZUESTA | component | SplitACController | offset | 5
2026-07-31 12:42:32 UTC | bo02_08_CH_ZUESTA | bo02 | 08_CH | ZUESTA | component | SplitACController | temperature_difference_full_power_deg_c | 3
2026-07-31 12:42:32 UTC | bo02_08_CH_ZUESTA | bo02 | 08_CH | ZUESTA | component | SplitACController | minimum_modulation
2026-07-31 12:42:32 UTC | bo02_08_CH_ZUESTA | bo02 | 08_CH | ZUESTA | component | ComfortBandCoolingDemand | building_name | BUI1
2026-07-31 12:42:32 UTC | bo02_08_CH_ZUESTA | bo02 | 08_CH | ZUESTA | component | ComfortBandCoolingDemand | name | ComfortBandCoolingDemand
2026-07-31 12:42:32 UTC | bo02_08_CH_ZUESTA | bo02 | 08_CH | ZUESTA | component | ComfortBandCoolingDemand | max_cooling_power_in_watt | 95
2026-07-31 12:42:32 UTC | bo02_08_CH_ZUESTA | bo02 | 08_CH | ZUESTA | component | ComfortBandCoolingDemand | proportional_gain_in_watt_per_kelvin | 4
2026-07-31 12:42:32 UTC | bo02_08_CH_ZUESTA | bo02 | 08_CH | ZUESTA | component | ComfortBandCoolingDemand | relaxation_factor | 0.55
2026-07-31 12:42:32 UTC | bo02_08_CH_ZUESTA | bo02 | 08_CH | ZUESTA | component | ComfortBandCoolingDemand | theoretical_blend | comfort_only
2026-07-31 12:42:32 UTC | bo02_08_CH_ZUESTA | bo02 | 08_CH | ZUESTA | component | SplitAC | building_name | BUI1
2026-07-31 12:42:32 UTC | bo02_08_CH_ZUESTA | bo02 | 08_CH | ZUESTA | component | SplitAC | name | SplitAC
2026-07-31 12:42:32 UTC | bo02_08_CH_ZUESTA | bo02 | 08_CH | ZUESTA | component | SplitAC | manufacturer | Panasonic
2026-07-31 12:42:32 UTC | bo02_08_CH_ZUESTA | bo02 | 08_CH | ZUESTA | component | SplitAC | model_name | CS-RE18JKE/CU-RE18JKE
2026-07-31 12:42:32 UTC | bo02_08_CH_ZUESTA | bo02 | 08_CH | ZUESTA | component | SplitAC | scale_factor | 0.2156
2026-07-31 12:42:32 UTC | bo02_08_CH_ZUESTA | bo02 | 08_CH | ZUESTA | component | SplitAC | investment_costs_in_euro | 4527.92
2026-07-31 12:42:32 UTC | bo02_08_CH_ZUESTA | bo02 | 08_CH | ZUESTA | component | SplitAC | lifetime_in_years | 12
2026-07-31 12:42:32 UTC | bo02_08_CH_ZUESTA | bo02 | 08_CH | ZUESTA | component | SplitAC | co2_emissions_kg_co2_eq | 165.8
2026-07-31 12:42:32 UTC | bo02_08_CH_ZUESTA | bo02 | 08_CH | ZUESTA | component | SplitAC | maintenance_costs_in_euro_per_year | 226.4
2026-07-31 12:42:32 UTC | bo02_08_CH_ZUESTA | bo02 | 08_CH | ZUESTA | component | BuildingThermalPowerSum | building_name | BUI1
2026-07-31 12:42:32 UTC | bo02_08_CH_ZUESTA | bo02 | 08_CH | ZUESTA | component | BuildingThermalPowerSum | name | BuildingThermalPowerSum
2026-07-31 12:42:32 UTC | bo02_08_CH_ZUESTA | bo02 | 08_CH | ZUESTA | component | BuildingThermalPowerSum | loadtype | LoadTypes.ANY
2026-07-31 12:42:32 UTC | bo02_08_CH_ZUESTA | bo02 | 08_CH | ZUESTA | component | BuildingThermalPowerSum | unit | Units.WATT
2026-07-31 12:42:32 UTC | bo02_08_CH_ZUESTA | bo02 | 08_CH | ZUESTA | component | HeatGeneratorTotalThermalPower | building_name | BUI1
2026-07-31 12:42:32 UTC | bo02_08_CH_ZUESTA | bo02 | 08_CH | ZUESTA | component | HeatGeneratorTotalThermalPower | name | HeatGeneratorTotalThermalPower
2026-07-31 12:42:32 UTC | bo02_08_CH_ZUESTA | bo02 | 08_CH | ZUESTA | component | HeatGeneratorTotalThermalPower | loadtype | LoadTypes.ANY
2026-07-31 12:42:32 UTC | bo02_08_CH_ZUESTA | bo02 | 08_CH | ZUESTA | component | HeatGeneratorTotalThermalPower | unit | Units.WATT
2026-07-31 12:42:32 UTC | bo02_08_CH_ZUESTA | bo02 | 08_CH | ZUESTA | component | HeatGeneratorPlantDhwThermalPower | building_name | BUI1
2026-07-31 12:42:32 UTC | bo02_08_CH_ZUESTA | bo02 | 08_CH | ZUESTA | component | HeatGeneratorPlantDhwThermalPower | name | HeatGeneratorPlantDhwThermalPower
2026-07-31 12:42:32 UTC | bo02_08_CH_ZUESTA | bo02 | 08_CH | ZUESTA | component | HeatGeneratorPlantDhwThermalPower | loadtype | LoadTypes.ANY
2026-07-31 12:42:32 UTC | bo02_08_CH_ZUESTA | bo02 | 08_CH | ZUESTA | component | HeatGeneratorPlantDhwThermalPower | unit | Units.WATT
2026-07-31 12:42:32 UTC | bo02_08_CH_ZUESTA | bo02 | 08_CH | ZUESTA | component | SolarDhwThermalPower | building_name | BUI1
2026-07-31 12:42:32 UTC | bo02_08_CH_ZUESTA | bo02 | 08_CH | ZUESTA | component | SolarDhwThermalPower | name | SolarDhwThermalPower
2026-07-31 12:42:32 UTC | bo02_08_CH_ZUESTA | bo02 | 08_CH | ZUESTA | component | SolarDhwThermalPower | value_watt
2026-07-31 12:42:32 UTC | bo02_08_CH_ZUESTA | bo02 | 08_CH | ZUESTA | component | SolarDhwThermalPower | loadtype | LoadTypes.ANY
2026-07-31 12:42:32 UTC | bo02_08_CH_ZUESTA | bo02 | 08_CH | ZUESTA | component | SolarDhwThermalPower | unit | Units.WATT
2026-07-31 12:42:32 UTC | bo02_08_CH_ZUESTA | bo02 | 08_CH | ZUESTA | thermal_storage | SimpleHotWaterStorage | volume_heating_water_storage_in_liter | 287.7
2026-07-31 12:42:32 UTC | bo02_08_CH_ZUESTA | bo02 | 08_CH | ZUESTA | component | BufferRemainingCapacity60C | building_name | BUI1
2026-07-31 12:42:32 UTC | bo02_08_CH_ZUESTA | bo02 | 08_CH | ZUESTA | component | BufferRemainingCapacity60C | name | BufferRemainingCapacity60C
2026-07-31 12:42:32 UTC | bo02_08_CH_ZUESTA | bo02 | 08_CH | ZUESTA | component | BufferRemainingCapacity60C | volume_heating_water_storage_in_liter | 287.7
2026-07-31 12:42:32 UTC | bo02_08_CH_ZUESTA | bo02 | 08_CH | ZUESTA | component | BufferRemainingCapacity60C | max_temperature_in_celsius | 6
2026-07-31 12:42:32 UTC | bo02_08_CH_ZUESTA | bo02 | 08_CH | ZUESTA | component | BufferRemainingCapacity60C | water_density_kg_per_liter | 0.992
2026-07-31 12:42:32 UTC | bo02_08_CH_ZUESTA | bo02 | 08_CH | ZUESTA | component | BufferRemainingCapacity60C | water_specific_heat_capacity_j_per_kg_per_k | 4180
2026-07-31 12:42:32 UTC | bo02_08_CH_ZUESTA | bo02 | 08_CH | ZUESTA | component | OilBoilerController | building_name | BUI1
2026-07-31 12:42:32 UTC | bo02_08_CH_ZUESTA | bo02 | 08_CH | ZUESTA | component | OilBoilerController | name | OilBoilerController
2026-07-31 12:42:32 UTC | bo02_08_CH_ZUESTA | bo02 | 08_CH | ZUESTA | component | OilBoilerController | is_modulating | true
2026-07-31 12:42:32 UTC | bo02_08_CH_ZUESTA | bo02 | 08_CH | ZUESTA | component | OilBoilerController | set_heating_threshold_outside_temperature_in_celsius | 16
2026-07-31 12:42:32 UTC | bo02_08_CH_ZUESTA | bo02 | 08_CH | ZUESTA | component | OilBoilerController | minimal_thermal_power_in_watt | 0
2026-07-31 12:42:32 UTC | bo02_08_CH_ZUESTA | bo02 | 08_CH | ZUESTA | component | OilBoilerController | maximal_thermal_power_in_watt | 4100
2026-07-31 12:42:32 UTC | bo02_08_CH_ZUESTA | bo02 | 08_CH | ZUESTA | component | OilBoilerController | set_temperature_difference_for_full_power | 5
2026-07-31 12:42:32 UTC | bo02_08_CH_ZUESTA | bo02 | 08_CH | ZUESTA | component | OilBoilerController | minimum_runtime_in_seconds | 1800
2026-07-31 12:42:32 UTC | bo02_08_CH_ZUESTA | bo02 | 08_CH | ZUESTA | component | OilBoilerController | minimum_resting_time_in_seconds | 1800
2026-07-31 12:42:32 UTC | bo02_08_CH_ZUESTA | bo02 | 08_CH | ZUESTA | component | OilBoilerController | with_domestic_hot_water_preparation | true
2026-07-31 12:42:32 UTC | bo02_08_CH_ZUESTA | bo02 | 08_CH | ZUESTA | component | OilBoilerController | secondary_mode | false
2026-07-31 12:42:32 UTC | bo02_08_CH_ZUESTA | bo02 | 08_CH | ZUESTA | component | OilBoilerController | hysteresis_water_temperature_offset | 10
2026-07-31 12:42:32 UTC | bo02_08_CH_ZUESTA | bo02 | 08_CH | ZUESTA | component | OilBoilerController | seasonal_modulation_minimum_enabled | false
2026-07-31 12:42:32 UTC | bo02_08_CH_ZUESTA | bo02 | 08_CH | ZUESTA | component | OilBoilerController | winter_modulation_minimum_thermal_power_in_watt
2026-07-31 12:42:32 UTC | bo02_08_CH_ZUESTA | bo02 | 08_CH | ZUESTA | component | OilBoilerController | summer_modulation_minimum_thermal_power_in_watt
2026-07-31 12:42:32 UTC | bo02_08_CH_ZUESTA | bo02 | 08_CH | ZUESTA | component | OilBoilerController | summer_modulation_daily_avg_outdoor_temperature_threshold_celsius | 16
2026-07-31 12:42:32 UTC | bo02_08_CH_ZUESTA | bo02 | 08_CH | ZUESTA | heat_generator | OilBoiler | minimal_thermal_power_in_watt | 0
2026-07-31 12:42:32 UTC | bo02_08_CH_ZUESTA | bo02 | 08_CH | ZUESTA | heat_generator | OilBoiler | maximal_thermal_power_in_watt | 4100
2026-07-31 12:42:32 UTC | bo02_08_CH_ZUESTA | bo02 | 08_CH | ZUESTA | heat_generator | OilBoiler | eff_th_min | 0.6
2026-07-31 12:42:32 UTC | bo02_08_CH_ZUESTA | bo02 | 08_CH | ZUESTA | heat_generator | OilBoiler | eff_th_max | 0.9
2026-07-31 12:42:32 UTC | bo02_08_CH_ZUESTA | bo02 | 08_CH | ZUESTA | heat_generator | OilBoiler | boiler_type | BoilerType.CONVENTIONAL
2026-07-31 12:42:32 UTC | bo02_08_CH_ZUESTA | bo02 | 08_CH | ZUESTA | heat_generator | OilBoiler | energy_carrier | LoadTypes.OIL
2026-07-31 12:42:32 UTC | bo02_08_CH_ZUESTA | bo02 | 08_CH | ZUESTA | component | FuelMeter | building_name | BUI1
2026-07-31 12:42:32 UTC | bo02_08_CH_ZUESTA | bo02 | 08_CH | ZUESTA | component | FuelMeter | name | FuelMeter
2026-07-31 12:42:32 UTC | bo02_08_CH_ZUESTA | bo02 | 08_CH | ZUESTA | component | FuelMeter | fuel_loadtype | LoadTypes.OIL
2026-07-31 12:42:32 UTC | bo02_08_CH_ZUESTA | bo02 | 08_CH | ZUESTA | component | FuelMeter | heating_value_of_fuel_in_kwh_per_liter | 9.822
2026-07-31 12:42:32 UTC | bo02_08_CH_ZUESTA | bo02 | 08_CH | ZUESTA | component | FuelMeter | fuel_density_in_kg_per_m3 | 83
2026-07-31 12:42:32 UTC | bo02_08_CH_ZUESTA | bo02 | 08_CH | ZUESTA | component | FlexibilityPotential | building_name | BUI1
2026-07-31 12:42:32 UTC | bo02_08_CH_ZUESTA | bo02 | 08_CH | ZUESTA | component | FlexibilityPotential | name | FlexibilityPotential
2026-07-31 12:42:32 UTC | bo02_08_CH_ZUESTA | bo02 | 08_CH | ZUESTA | component | FlexibilityPotential | fallback_heating_cop | 1
2026-07-31 12:42:32 UTC | bo02_08_CH_ZUESTA | bo02 | 08_CH | ZUESTA | component | FlexibilityPotential | fallback_cooling_eer
2026-07-31 12:42:32 UTC | bo02_09_CH_ZUESTA | bo02 | 09_CH | ZUESTA | simulation | SimulationParameters | year | 2050
2026-07-31 12:42:32 UTC | bo02_09_CH_ZUESTA | bo02 | 09_CH | ZUESTA | simulation | SimulationParameters | seconds_per_timestep | 9 | s
2026-07-31 12:42:32 UTC | bo02_09_CH_ZUESTA | bo02 | 09_CH | ZUESTA | simulation | SimulationParameters | country | CH
2026-07-31 12:42:32 UTC | bo02_09_CH_ZUESTA | bo02 | 09_CH | ZUESTA | cli | cli_overrides | ARCH | 09_CH
2026-07-31 12:42:32 UTC | bo02_09_CH_ZUESTA | bo02 | 09_CH | ZUESTA | cli | cli_overrides | WEATHER | ZUESTA
2026-07-31 12:42:32 UTC | bo02_09_CH_ZUESTA | bo02 | 09_CH | ZUESTA | cli | cli_overrides | TIME_HORIZON | future
2026-07-31 12:42:32 UTC | bo02_09_CH_ZUESTA | bo02 | 09_CH | ZUESTA | cli | cli_overrides | SCENARIO | none
2026-07-31 12:42:32 UTC | bo02_09_CH_ZUESTA | bo02 | 09_CH | ZUESTA | cli | cli_overrides | OCC | SIA2024
2026-07-31 12:42:32 UTC | bo02_09_CH_ZUESTA | bo02 | 09_CH | ZUESTA | cli | cli_overrides | HEATGEN_SIZING | IDEAL_LOOKUP
2026-07-31 12:42:32 UTC | bo02_09_CH_ZUESTA | bo02 | 09_CH | ZUESTA | cli | cli_overrides | HP_SHARE_OF_IDEAL | 0.8
2026-07-31 12:42:32 UTC | bo02_09_CH_ZUESTA | bo02 | 09_CH | ZUESTA | internal_loads | SIA2024Occupancy | conditioned_floor_area_in_m2 | 206
2026-07-31 12:42:32 UTC | bo02_09_CH_ZUESTA | bo02 | 09_CH | ZUESTA | internal_loads | SIA2024Occupancy | appliances_load_w_per_m2 | 1
2026-07-31 12:42:32 UTC | bo02_09_CH_ZUESTA | bo02 | 09_CH | ZUESTA | internal_loads | SIA2024Occupancy | lighting_load_w_per_m2 | 3
2026-07-31 12:42:32 UTC | bo02_09_CH_ZUESTA | bo02 | 09_CH | ZUESTA | internal_loads | SIA2024Occupancy | lighting_annual_full_load_hours | 846
2026-07-31 12:42:32 UTC | bo02_09_CH_ZUESTA | bo02 | 09_CH | ZUESTA | internal_loads | SIA2024Occupancy | appliances_yearly_utilization_per_month | 0.7995
2026-07-31 12:42:32 UTC | bo02_09_CH_ZUESTA | bo02 | 09_CH | ZUESTA | weather | Weather | source_path | C:\Users\het\HiSim\hisim\inputs\weather\custom_csv\Zurich\NABZUE_2060_RCP85_DRY.csv
2026-07-31 12:42:32 UTC | bo02_09_CH_ZUESTA | bo02 | 09_CH | ZUESTA | weather | Weather | location | Zurich
2026-07-31 12:42:32 UTC | bo02_09_CH_ZUESTA | bo02 | 09_CH | ZUESTA | weather | Weather | name | Weather
2026-07-31 12:42:32 UTC | bo02_09_CH_ZUESTA | bo02 | 09_CH | ZUESTA | component | ElectricityMeter | building_name | BUI1
2026-07-31 12:42:32 UTC | bo02_09_CH_ZUESTA | bo02 | 09_CH | ZUESTA | component | ElectricityMeter | name | ElectricityMeter
2026-07-31 12:42:32 UTC | bo02_09_CH_ZUESTA | bo02 | 09_CH | ZUESTA | building | Building | building_name | 2011_2019
2026-07-31 12:42:32 UTC | bo02_09_CH_ZUESTA | bo02 | 09_CH | ZUESTA | building | Building | building_code | AT.N.SFH.08.Gen.ReEx.001.002
2026-07-31 12:42:32 UTC | bo02_09_CH_ZUESTA | bo02 | 09_CH | ZUESTA | building | Building | building_heat_capacity_class | heavy
2026-07-31 12:42:32 UTC | bo02_09_CH_ZUESTA | bo02 | 09_CH | ZUESTA | building | Building | absolute_conditioned_floor_area_in_m2 | 206
2026-07-31 12:42:32 UTC | bo02_09_CH_ZUESTA | bo02 | 09_CH | ZUESTA | building | Building | heating_reference_temperature_in_celsius | -8
2026-07-31 12:42:32 UTC | bo02_09_CH_ZUESTA | bo02 | 09_CH | ZUESTA | building | Building | floor_u_value_in_watt_per_m2_per_kelvin | 0.21
2026-07-31 12:42:32 UTC | bo02_09_CH_ZUESTA | bo02 | 09_CH | ZUESTA | building | Building | floor_area_in_m2 | 93.9
2026-07-31 12:42:32 UTC | bo02_09_CH_ZUESTA | bo02 | 09_CH | ZUESTA | building | Building | facade_u_value_in_watt_per_m2_per_kelvin | 0.17
2026-07-31 12:42:32 UTC | bo02_09_CH_ZUESTA | bo02 | 09_CH | ZUESTA | building | Building | facade_area_in_m2 | 180.6
2026-07-31 12:42:32 UTC | bo02_09_CH_ZUESTA | bo02 | 09_CH | ZUESTA | building | Building | roof_u_value_in_watt_per_m2_per_kelvin | 0.17
2026-07-31 12:42:32 UTC | bo02_09_CH_ZUESTA | bo02 | 09_CH | ZUESTA | building | Building | roof_area_in_m2 | 100.3
2026-07-31 12:42:32 UTC | bo02_09_CH_ZUESTA | bo02 | 09_CH | ZUESTA | building | Building | window_u_value_in_watt_per_m2_per_kelvin | 1
2026-07-31 12:42:32 UTC | bo02_09_CH_ZUESTA | bo02 | 09_CH | ZUESTA | building | Building | window_area_in_m2 | 37.3
2026-07-31 12:42:32 UTC | bo02_09_CH_ZUESTA | bo02 | 09_CH | ZUESTA | building | Building | door_u_value_in_watt_per_m2_per_kelvin
2026-07-31 12:42:32 UTC | bo02_09_CH_ZUESTA | bo02 | 09_CH | ZUESTA | building | Building | door_area_in_m2
2026-07-31 12:42:32 UTC | bo02_09_CH_ZUESTA | bo02 | 09_CH | ZUESTA | building | Building | set_heating_temperature_in_celsius | 20.5
2026-07-31 12:42:32 UTC | bo02_09_CH_ZUESTA | bo02 | 09_CH | ZUESTA | building | Building | set_cooling_temperature_in_celsius | 25
2026-07-31 12:42:32 UTC | bo02_09_CH_ZUESTA | bo02 | 09_CH | ZUESTA | building | Building | natural_ventilation_m3_per_h_per_person | 29
2026-07-31 12:42:32 UTC | bo02_09_CH_ZUESTA | bo02 | 09_CH | ZUESTA | building | Building | sia_natural_ventilation_m3_per_h_per_m2 | 0.6
2026-07-31 12:42:32 UTC | bo02_09_CH_ZUESTA | bo02 | 09_CH | ZUESTA | building | Building | swiss_infiltration_rate_per_h | 0.15
2026-07-31 12:42:32 UTC | bo02_09_CH_ZUESTA | bo02 | 09_CH | ZUESTA | building | Building | heating_demand_mode | iso13790
2026-07-31 12:42:32 UTC | bo02_09_CH_ZUESTA | bo02 | 09_CH | ZUESTA | building | Building | operative_heating_proportional_band_in_celsius | 1
2026-07-31 12:42:32 UTC | bo02_09_CH_ZUESTA | bo02 | 09_CH | ZUESTA | building | Building | operative_heating_proportional_gain | 1
2026-07-31 12:42:32 UTC | bo02_09_CH_ZUESTA | bo02 | 09_CH | ZUESTA | building | Building | control_comfort_lower_bound_shift_in_celsius
2026-07-31 12:42:32 UTC | bo02_09_CH_ZUESTA | bo02 | 09_CH | ZUESTA | building | Building | comfort_aware_seasonal_heating_gate | true
2026-07-31 12:42:32 UTC | bo02_09_CH_ZUESTA | bo02 | 09_CH | ZUESTA | component | StrictComfortDemandController | building_name | BUI1
2026-07-31 12:42:32 UTC | bo02_09_CH_ZUESTA | bo02 | 09_CH | ZUESTA | component | StrictComfortDemandController | name | StrictComfortDemandController
2026-07-31 12:42:32 UTC | bo02_09_CH_ZUESTA | bo02 | 09_CH | ZUESTA | component | StrictComfortDemandController | temperature_air_heating_in_celsius | 20.5
2026-07-31 12:42:32 UTC | bo02_09_CH_ZUESTA | bo02 | 09_CH | ZUESTA | component | StrictComfortDemandController | temperature_air_cooling_in_celsius | 24
2026-07-31 12:42:32 UTC | bo02_09_CH_ZUESTA | bo02 | 09_CH | ZUESTA | component | StrictComfortDemandController | offset | 0.5
2026-07-31 12:42:32 UTC | bo02_09_CH_ZUESTA | bo02 | 09_CH | ZUESTA | component | StrictComfortDemandController | mode | 2
2026-07-31 12:42:32 UTC | bo02_09_CH_ZUESTA | bo02 | 09_CH | ZUESTA | component | StrictComfortDemandController | use_adaptive_comfort_band | true
2026-07-31 12:42:32 UTC | bo02_09_CH_ZUESTA | bo02 | 09_CH | ZUESTA | component | StrictComfortDemandController | control_strategy | strict_comfort_band_v1
2026-07-31 12:42:32 UTC | bo02_09_CH_ZUESTA | bo02 | 09_CH | ZUESTA | component | StrictComfortDemandController | comfort_band_inner_offset_in_celsius | 0.5
2026-07-31 12:42:32 UTC | bo02_09_CH_ZUESTA | bo02 | 09_CH | ZUESTA | component | StrictComfortDemandController | comfort_band_inner_offset_lower_in_celsius | 1
2026-07-31 12:42:32 UTC | bo02_09_CH_ZUESTA | bo02 | 09_CH | ZUESTA | component | StrictComfortDemandController | comfort_band_inner_offset_upper_in_celsius | 0.5
2026-07-31 12:42:32 UTC | bo02_09_CH_ZUESTA | bo02 | 09_CH | ZUESTA | component | StrictComfortDemandController | heating_disabled_above_running_mean_outdoor_temperature_in_celsius | 18
2026-07-31 12:42:32 UTC | bo02_09_CH_ZUESTA | bo02 | 09_CH | ZUESTA | component | StrictComfortDemandController | cooling_enabled_above_running_mean_outdoor_temperature_in_celsius | 22
2026-07-31 12:42:32 UTC | bo02_09_CH_ZUESTA | bo02 | 09_CH | ZUESTA | component | ComfortBandHeatingDemand | building_name | BUI1
2026-07-31 12:42:32 UTC | bo02_09_CH_ZUESTA | bo02 | 09_CH | ZUESTA | component | ComfortBandHeatingDemand | name | ComfortBandHeatingDemand
2026-07-31 12:42:32 UTC | bo02_09_CH_ZUESTA | bo02 | 09_CH | ZUESTA | component | ComfortBandHeatingDemand | max_heating_power_in_watt | 4948.09
2026-07-31 12:42:32 UTC | bo02_09_CH_ZUESTA | bo02 | 09_CH | ZUESTA | component | ComfortBandHeatingDemand | proportional_gain_in_watt_per_kelvin | 9896.18
2026-07-31 12:42:32 UTC | bo02_09_CH_ZUESTA | bo02 | 09_CH | ZUESTA | component | StrictComfortSetpointModifier | building_name | BUI1
2026-07-31 12:42:32 UTC | bo02_09_CH_ZUESTA | bo02 | 09_CH | ZUESTA | component | StrictComfortSetpointModifier | name | StrictComfortSetpointModifier
2026-07-31 12:42:32 UTC | bo02_09_CH_ZUESTA | bo02 | 09_CH | ZUESTA | component | StrictComfortSetpointModifier | base_heating_setpoint_in_celsius | 20.5
2026-07-31 12:42:32 UTC | bo02_09_CH_ZUESTA | bo02 | 09_CH | ZUESTA | component | StrictComfortSetpointModifier | recovery_gain | 5
2026-07-31 12:42:32 UTC | bo02_09_CH_ZUESTA | bo02 | 09_CH | ZUESTA | component | StrictComfortSetpointModifier | max_recovery_boost_in_celsius | 5
2026-07-31 12:42:32 UTC | bo02_09_CH_ZUESTA | bo02 | 09_CH | ZUESTA | component | StrictComfortSetpointModifier | clamp_min_modifier_in_celsius
2026-07-31 12:42:32 UTC | bo02_09_CH_ZUESTA | bo02 | 09_CH | ZUESTA | component | StrictComfortSetpointModifier | clamp_max_modifier_in_celsius | 15
2026-07-31 12:42:32 UTC | bo02_09_CH_ZUESTA | bo02 | 09_CH | ZUESTA | component | HeatDistributionController | building_name | BUI1
2026-07-31 12:42:32 UTC | bo02_09_CH_ZUESTA | bo02 | 09_CH | ZUESTA | component | HeatDistributionController | name | HeatDistributionController
2026-07-31 12:42:32 UTC | bo02_09_CH_ZUESTA | bo02 | 09_CH | ZUESTA | component | HeatDistributionController | heating_system | HeatDistributionSystemType.FLOORHEATING
2026-07-31 12:42:32 UTC | bo02_09_CH_ZUESTA | bo02 | 09_CH | ZUESTA | component | HeatDistributionController | set_heating_threshold_outside_temperature_in_celsius | 16
2026-07-31 12:42:32 UTC | bo02_09_CH_ZUESTA | bo02 | 09_CH | ZUESTA | component | HeatDistributionController | heating_reference_temperature_in_celsius | -8
2026-07-31 12:42:32 UTC | bo02_09_CH_ZUESTA | bo02 | 09_CH | ZUESTA | component | HeatDistributionController | set_heating_temperature_for_building_in_celsius | 20.5
2026-07-31 12:42:32 UTC | bo02_09_CH_ZUESTA | bo02 | 09_CH | ZUESTA | component | HeatDistributionController | set_cooling_temperature_for_building_in_celsius | 25
2026-07-31 12:42:32 UTC | bo02_09_CH_ZUESTA | bo02 | 09_CH | ZUESTA | component | HeatDistributionController | heating_load_of_building_in_watt | 4948.09
2026-07-31 12:42:32 UTC | bo02_09_CH_ZUESTA | bo02 | 09_CH | ZUESTA | heat_distribution | HeatDistributionSystem | absolute_conditioned_floor_area_in_m2 | 206
2026-07-31 12:42:32 UTC | bo02_09_CH_ZUESTA | bo02 | 09_CH | ZUESTA | component | SplitACController | building_name | BUI1
2026-07-31 12:42:32 UTC | bo02_09_CH_ZUESTA | bo02 | 09_CH | ZUESTA | component | SplitACController | name | SplitACController
2026-07-31 12:42:32 UTC | bo02_09_CH_ZUESTA | bo02 | 09_CH | ZUESTA | component | SplitACController | heating_set_temperature_deg_c
2026-07-31 12:42:32 UTC | bo02_09_CH_ZUESTA | bo02 | 09_CH | ZUESTA | component | SplitACController | cooling_set_temperature_deg_c | 25
2026-07-31 12:42:32 UTC | bo02_09_CH_ZUESTA | bo02 | 09_CH | ZUESTA | component | SplitACController | minimum_runtime_s | 1800
2026-07-31 12:42:32 UTC | bo02_09_CH_ZUESTA | bo02 | 09_CH | ZUESTA | component | SplitACController | minimum_idle_time_s | 900
2026-07-31 12:42:32 UTC | bo02_09_CH_ZUESTA | bo02 | 09_CH | ZUESTA | component | SplitACController | offset | 5
2026-07-31 12:42:32 UTC | bo02_09_CH_ZUESTA | bo02 | 09_CH | ZUESTA | component | SplitACController | temperature_difference_full_power_deg_c | 3
2026-07-31 12:42:32 UTC | bo02_09_CH_ZUESTA | bo02 | 09_CH | ZUESTA | component | SplitACController | minimum_modulation
2026-07-31 12:42:32 UTC | bo02_09_CH_ZUESTA | bo02 | 09_CH | ZUESTA | component | ComfortBandCoolingDemand | building_name | BUI1
2026-07-31 12:42:32 UTC | bo02_09_CH_ZUESTA | bo02 | 09_CH | ZUESTA | component | ComfortBandCoolingDemand | name | ComfortBandCoolingDemand
2026-07-31 12:42:32 UTC | bo02_09_CH_ZUESTA | bo02 | 09_CH | ZUESTA | component | ComfortBandCoolingDemand | max_cooling_power_in_watt | 62
2026-07-31 12:42:32 UTC | bo02_09_CH_ZUESTA | bo02 | 09_CH | ZUESTA | component | ComfortBandCoolingDemand | proportional_gain_in_watt_per_kelvin | 4
2026-07-31 12:42:32 UTC | bo02_09_CH_ZUESTA | bo02 | 09_CH | ZUESTA | component | ComfortBandCoolingDemand | relaxation_factor | 0.55
2026-07-31 12:42:32 UTC | bo02_09_CH_ZUESTA | bo02 | 09_CH | ZUESTA | component | ComfortBandCoolingDemand | theoretical_blend | comfort_only
2026-07-31 12:42:32 UTC | bo02_09_CH_ZUESTA | bo02 | 09_CH | ZUESTA | component | SplitAC | building_name | BUI1
2026-07-31 12:42:32 UTC | bo02_09_CH_ZUESTA | bo02 | 09_CH | ZUESTA | component | SplitAC | name | SplitAC
2026-07-31 12:42:32 UTC | bo02_09_CH_ZUESTA | bo02 | 09_CH | ZUESTA | component | SplitAC | manufacturer | Panasonic
2026-07-31 12:42:32 UTC | bo02_09_CH_ZUESTA | bo02 | 09_CH | ZUESTA | component | SplitAC | model_name | CS-RE18JKE/CU-RE18JKE
2026-07-31 12:42:32 UTC | bo02_09_CH_ZUESTA | bo02 | 09_CH | ZUESTA | component | SplitAC | scale_factor | 0.2065
2026-07-31 12:42:32 UTC | bo02_09_CH_ZUESTA | bo02 | 09_CH | ZUESTA | component | SplitAC | investment_costs_in_euro | 4080
2026-07-31 12:42:32 UTC | bo02_09_CH_ZUESTA | bo02 | 09_CH | ZUESTA | component | SplitAC | lifetime_in_years | 12
2026-07-31 12:42:32 UTC | bo02_09_CH_ZUESTA | bo02 | 09_CH | ZUESTA | component | SplitAC | co2_emissions_kg_co2_eq | 165.8
2026-07-31 12:42:32 UTC | bo02_09_CH_ZUESTA | bo02 | 09_CH | ZUESTA | component | SplitAC | maintenance_costs_in_euro_per_year | 204
2026-07-31 12:42:32 UTC | bo02_09_CH_ZUESTA | bo02 | 09_CH | ZUESTA | component | BuildingThermalPowerSum | building_name | BUI1
2026-07-31 12:42:32 UTC | bo02_09_CH_ZUESTA | bo02 | 09_CH | ZUESTA | component | BuildingThermalPowerSum | name | BuildingThermalPowerSum
2026-07-31 12:42:32 UTC | bo02_09_CH_ZUESTA | bo02 | 09_CH | ZUESTA | component | BuildingThermalPowerSum | loadtype | LoadTypes.ANY
2026-07-31 12:42:32 UTC | bo02_09_CH_ZUESTA | bo02 | 09_CH | ZUESTA | component | BuildingThermalPowerSum | unit | Units.WATT
2026-07-31 12:42:32 UTC | bo02_09_CH_ZUESTA | bo02 | 09_CH | ZUESTA | component | HeatGeneratorTotalThermalPower | building_name | BUI1
2026-07-31 12:42:32 UTC | bo02_09_CH_ZUESTA | bo02 | 09_CH | ZUESTA | component | HeatGeneratorTotalThermalPower | name | HeatGeneratorTotalThermalPower
2026-07-31 12:42:32 UTC | bo02_09_CH_ZUESTA | bo02 | 09_CH | ZUESTA | component | HeatGeneratorTotalThermalPower | loadtype | LoadTypes.ANY
2026-07-31 12:42:32 UTC | bo02_09_CH_ZUESTA | bo02 | 09_CH | ZUESTA | component | HeatGeneratorTotalThermalPower | unit | Units.WATT
2026-07-31 12:42:32 UTC | bo02_09_CH_ZUESTA | bo02 | 09_CH | ZUESTA | component | HeatGeneratorPlantDhwThermalPower | building_name | BUI1
2026-07-31 12:42:32 UTC | bo02_09_CH_ZUESTA | bo02 | 09_CH | ZUESTA | component | HeatGeneratorPlantDhwThermalPower | name | HeatGeneratorPlantDhwThermalPower
2026-07-31 12:42:32 UTC | bo02_09_CH_ZUESTA | bo02 | 09_CH | ZUESTA | component | HeatGeneratorPlantDhwThermalPower | loadtype | LoadTypes.ANY
2026-07-31 12:42:32 UTC | bo02_09_CH_ZUESTA | bo02 | 09_CH | ZUESTA | component | HeatGeneratorPlantDhwThermalPower | unit | Units.WATT
2026-07-31 12:42:32 UTC | bo02_09_CH_ZUESTA | bo02 | 09_CH | ZUESTA | component | SolarDhwThermalPower | building_name | BUI1
2026-07-31 12:42:32 UTC | bo02_09_CH_ZUESTA | bo02 | 09_CH | ZUESTA | component | SolarDhwThermalPower | name | SolarDhwThermalPower
2026-07-31 12:42:32 UTC | bo02_09_CH_ZUESTA | bo02 | 09_CH | ZUESTA | component | SolarDhwThermalPower | value_watt
2026-07-31 12:42:32 UTC | bo02_09_CH_ZUESTA | bo02 | 09_CH | ZUESTA | component | SolarDhwThermalPower | loadtype | LoadTypes.ANY
2026-07-31 12:42:32 UTC | bo02_09_CH_ZUESTA | bo02 | 09_CH | ZUESTA | component | SolarDhwThermalPower | unit | Units.WATT
2026-07-31 12:42:32 UTC | bo02_09_CH_ZUESTA | bo02 | 09_CH | ZUESTA | thermal_storage | SimpleHotWaterStorage | volume_heating_water_storage_in_liter | 247.4
2026-07-31 12:42:32 UTC | bo02_09_CH_ZUESTA | bo02 | 09_CH | ZUESTA | component | BufferRemainingCapacity60C | building_name | BUI1
2026-07-31 12:42:32 UTC | bo02_09_CH_ZUESTA | bo02 | 09_CH | ZUESTA | component | BufferRemainingCapacity60C | name | BufferRemainingCapacity60C
2026-07-31 12:42:32 UTC | bo02_09_CH_ZUESTA | bo02 | 09_CH | ZUESTA | component | BufferRemainingCapacity60C | volume_heating_water_storage_in_liter | 247.4
2026-07-31 12:42:32 UTC | bo02_09_CH_ZUESTA | bo02 | 09_CH | ZUESTA | component | BufferRemainingCapacity60C | max_temperature_in_celsius | 6
2026-07-31 12:42:32 UTC | bo02_09_CH_ZUESTA | bo02 | 09_CH | ZUESTA | component | BufferRemainingCapacity60C | water_density_kg_per_liter | 0.992
2026-07-31 12:42:32 UTC | bo02_09_CH_ZUESTA | bo02 | 09_CH | ZUESTA | component | BufferRemainingCapacity60C | water_specific_heat_capacity_j_per_kg_per_k | 4180
2026-07-31 12:42:32 UTC | bo02_09_CH_ZUESTA | bo02 | 09_CH | ZUESTA | component | OilBoilerController | building_name | BUI1
2026-07-31 12:42:32 UTC | bo02_09_CH_ZUESTA | bo02 | 09_CH | ZUESTA | component | OilBoilerController | name | OilBoilerController
2026-07-31 12:42:32 UTC | bo02_09_CH_ZUESTA | bo02 | 09_CH | ZUESTA | component | OilBoilerController | is_modulating | true
2026-07-31 12:42:32 UTC | bo02_09_CH_ZUESTA | bo02 | 09_CH | ZUESTA | component | OilBoilerController | set_heating_threshold_outside_temperature_in_celsius | 16
2026-07-31 12:42:32 UTC | bo02_09_CH_ZUESTA | bo02 | 09_CH | ZUESTA | component | OilBoilerController | minimal_thermal_power_in_watt | 0
2026-07-31 12:42:32 UTC | bo02_09_CH_ZUESTA | bo02 | 09_CH | ZUESTA | component | OilBoilerController | maximal_thermal_power_in_watt | 2630
2026-07-31 12:42:32 UTC | bo02_09_CH_ZUESTA | bo02 | 09_CH | ZUESTA | component | OilBoilerController | set_temperature_difference_for_full_power | 5
2026-07-31 12:42:32 UTC | bo02_09_CH_ZUESTA | bo02 | 09_CH | ZUESTA | component | OilBoilerController | minimum_runtime_in_seconds | 1800
2026-07-31 12:42:32 UTC | bo02_09_CH_ZUESTA | bo02 | 09_CH | ZUESTA | component | OilBoilerController | minimum_resting_time_in_seconds | 1800
2026-07-31 12:42:32 UTC | bo02_09_CH_ZUESTA | bo02 | 09_CH | ZUESTA | component | OilBoilerController | with_domestic_hot_water_preparation | true
2026-07-31 12:42:32 UTC | bo02_09_CH_ZUESTA | bo02 | 09_CH | ZUESTA | component | OilBoilerController | secondary_mode | false
2026-07-31 12:42:32 UTC | bo02_09_CH_ZUESTA | bo02 | 09_CH | ZUESTA | component | OilBoilerController | hysteresis_water_temperature_offset | 10
2026-07-31 12:42:32 UTC | bo02_09_CH_ZUESTA | bo02 | 09_CH | ZUESTA | component | OilBoilerController | seasonal_modulation_minimum_enabled | false
2026-07-31 12:42:32 UTC | bo02_09_CH_ZUESTA | bo02 | 09_CH | ZUESTA | component | OilBoilerController | winter_modulation_minimum_thermal_power_in_watt
2026-07-31 12:42:32 UTC | bo02_09_CH_ZUESTA | bo02 | 09_CH | ZUESTA | component | OilBoilerController | summer_modulation_minimum_thermal_power_in_watt
2026-07-31 12:42:32 UTC | bo02_09_CH_ZUESTA | bo02 | 09_CH | ZUESTA | component | OilBoilerController | summer_modulation_daily_avg_outdoor_temperature_threshold_celsius | 16
2026-07-31 12:42:32 UTC | bo02_09_CH_ZUESTA | bo02 | 09_CH | ZUESTA | heat_generator | OilBoiler | minimal_thermal_power_in_watt | 0
2026-07-31 12:42:32 UTC | bo02_09_CH_ZUESTA | bo02 | 09_CH | ZUESTA | heat_generator | OilBoiler | maximal_thermal_power_in_watt | 2630
2026-07-31 12:42:32 UTC | bo02_09_CH_ZUESTA | bo02 | 09_CH | ZUESTA | heat_generator | OilBoiler | eff_th_min | 0.6
2026-07-31 12:42:32 UTC | bo02_09_CH_ZUESTA | bo02 | 09_CH | ZUESTA | heat_generator | OilBoiler | eff_th_max | 0.9
2026-07-31 12:42:32 UTC | bo02_09_CH_ZUESTA | bo02 | 09_CH | ZUESTA | heat_generator | OilBoiler | boiler_type | BoilerType.CONVENTIONAL
2026-07-31 12:42:32 UTC | bo02_09_CH_ZUESTA | bo02 | 09_CH | ZUESTA | heat_generator | OilBoiler | energy_carrier | LoadTypes.OIL
2026-07-31 12:42:32 UTC | bo02_09_CH_ZUESTA | bo02 | 09_CH | ZUESTA | component | FuelMeter | building_name | BUI1
2026-07-31 12:42:32 UTC | bo02_09_CH_ZUESTA | bo02 | 09_CH | ZUESTA | component | FuelMeter | name | FuelMeter
2026-07-31 12:42:32 UTC | bo02_09_CH_ZUESTA | bo02 | 09_CH | ZUESTA | component | FuelMeter | fuel_loadtype | LoadTypes.OIL
2026-07-31 12:42:32 UTC | bo02_09_CH_ZUESTA | bo02 | 09_CH | ZUESTA | component | FuelMeter | heating_value_of_fuel_in_kwh_per_liter | 9.822
2026-07-31 12:42:32 UTC | bo02_09_CH_ZUESTA | bo02 | 09_CH | ZUESTA | component | FuelMeter | fuel_density_in_kg_per_m3 | 83
2026-07-31 12:42:32 UTC | bo02_09_CH_ZUESTA | bo02 | 09_CH | ZUESTA | component | FlexibilityPotential | building_name | BUI1
2026-07-31 12:42:32 UTC | bo02_09_CH_ZUESTA | bo02 | 09_CH | ZUESTA | component | FlexibilityPotential | name | FlexibilityPotential
2026-07-31 12:42:32 UTC | bo02_09_CH_ZUESTA | bo02 | 09_CH | ZUESTA | component | FlexibilityPotential | fallback_heating_cop | 1
2026-07-31 12:42:32 UTC | bo02_09_CH_ZUESTA | bo02 | 09_CH | ZUESTA | component | FlexibilityPotential | fallback_cooling_eer
2026-07-31 12:42:32 UTC | bo03_01_CH_ZUESTA | bo03 | 01_CH | ZUESTA | simulation | SimulationParameters | year | 2050
2026-07-31 12:42:32 UTC | bo03_01_CH_ZUESTA | bo03 | 01_CH | ZUESTA | simulation | SimulationParameters | seconds_per_timestep | 9 | s
2026-07-31 12:42:32 UTC | bo03_01_CH_ZUESTA | bo03 | 01_CH | ZUESTA | simulation | SimulationParameters | country | CH
2026-07-31 12:42:32 UTC | bo03_01_CH_ZUESTA | bo03 | 01_CH | ZUESTA | cli | cli_overrides | ARCH | 01_CH
2026-07-31 12:42:32 UTC | bo03_01_CH_ZUESTA | bo03 | 01_CH | ZUESTA | cli | cli_overrides | WEATHER | ZUESTA
2026-07-31 12:42:32 UTC | bo03_01_CH_ZUESTA | bo03 | 01_CH | ZUESTA | cli | cli_overrides | TIME_HORIZON | future
2026-07-31 12:42:32 UTC | bo03_01_CH_ZUESTA | bo03 | 01_CH | ZUESTA | cli | cli_overrides | SCENARIO | none
2026-07-31 12:42:32 UTC | bo03_01_CH_ZUESTA | bo03 | 01_CH | ZUESTA | cli | cli_overrides | OCC | SIA2024
2026-07-31 12:42:32 UTC | bo03_01_CH_ZUESTA | bo03 | 01_CH | ZUESTA | cli | cli_overrides | HEATGEN_SIZING | IDEAL_LOOKUP
2026-07-31 12:42:32 UTC | bo03_01_CH_ZUESTA | bo03 | 01_CH | ZUESTA | cli | cli_overrides | HP_SHARE_OF_IDEAL | 0.8
2026-07-31 12:42:32 UTC | bo03_01_CH_ZUESTA | bo03 | 01_CH | ZUESTA | internal_loads | SIA2024Occupancy | conditioned_floor_area_in_m2 | 223
2026-07-31 12:42:32 UTC | bo03_01_CH_ZUESTA | bo03 | 01_CH | ZUESTA | internal_loads | SIA2024Occupancy | appliances_load_w_per_m2 | 1
2026-07-31 12:42:32 UTC | bo03_01_CH_ZUESTA | bo03 | 01_CH | ZUESTA | internal_loads | SIA2024Occupancy | lighting_load_w_per_m2 | 3
2026-07-31 12:42:32 UTC | bo03_01_CH_ZUESTA | bo03 | 01_CH | ZUESTA | internal_loads | SIA2024Occupancy | lighting_annual_full_load_hours | 846
2026-07-31 12:42:32 UTC | bo03_01_CH_ZUESTA | bo03 | 01_CH | ZUESTA | internal_loads | SIA2024Occupancy | appliances_yearly_utilization_per_month | 0.7995
2026-07-31 12:42:32 UTC | bo03_01_CH_ZUESTA | bo03 | 01_CH | ZUESTA | weather | Weather | source_path | C:\Users\het\HiSim\hisim\inputs\weather\custom_csv\Zurich\NABZUE_2060_RCP85_DRY.csv
2026-07-31 12:42:32 UTC | bo03_01_CH_ZUESTA | bo03 | 01_CH | ZUESTA | weather | Weather | location | Zurich
2026-07-31 12:42:32 UTC | bo03_01_CH_ZUESTA | bo03 | 01_CH | ZUESTA | weather | Weather | name | Weather
2026-07-31 12:42:32 UTC | bo03_01_CH_ZUESTA | bo03 | 01_CH | ZUESTA | pv | PVSystem | power_in_watt | 14333.9
2026-07-31 12:42:32 UTC | bo03_01_CH_ZUESTA | bo03 | 01_CH | ZUESTA | pv | PVSystem | tilt | 30
2026-07-31 12:42:32 UTC | bo03_01_CH_ZUESTA | bo03 | 01_CH | ZUESTA | pv | PVSystem | azimuth | 180
2026-07-31 12:42:32 UTC | bo03_01_CH_ZUESTA | bo03 | 01_CH | ZUESTA | pv | PVSystem | location | ZUESTA
2026-07-31 12:42:32 UTC | bo03_01_CH_ZUESTA | bo03 | 01_CH | ZUESTA | component | ElectricityMeter | building_name | BUI1
2026-07-31 12:42:32 UTC | bo03_01_CH_ZUESTA | bo03 | 01_CH | ZUESTA | component | ElectricityMeter | name | ElectricityMeter
2026-07-31 12:42:32 UTC | bo03_01_CH_ZUESTA | bo03 | 01_CH | ZUESTA | building | Building | building_name | 0_1918
2026-07-31 12:42:32 UTC | bo03_01_CH_ZUESTA | bo03 | 01_CH | ZUESTA | building | Building | building_code | AT.N.SFH.01.Gen.ReEx.001.002
2026-07-31 12:42:32 UTC | bo03_01_CH_ZUESTA | bo03 | 01_CH | ZUESTA | building | Building | building_heat_capacity_class | heavy
2026-07-31 12:42:32 UTC | bo03_01_CH_ZUESTA | bo03 | 01_CH | ZUESTA | building | Building | absolute_conditioned_floor_area_in_m2 | 223
2026-07-31 12:42:32 UTC | bo03_01_CH_ZUESTA | bo03 | 01_CH | ZUESTA | building | Building | heating_reference_temperature_in_celsius | -8
2026-07-31 12:42:32 UTC | bo03_01_CH_ZUESTA | bo03 | 01_CH | ZUESTA | building | Building | floor_u_value_in_watt_per_m2_per_kelvin | 0.9
2026-07-31 12:42:32 UTC | bo03_01_CH_ZUESTA | bo03 | 01_CH | ZUESTA | building | Building | floor_area_in_m2 | 95.9
2026-07-31 12:42:32 UTC | bo03_01_CH_ZUESTA | bo03 | 01_CH | ZUESTA | building | Building | facade_u_value_in_watt_per_m2_per_kelvin | 0.81
2026-07-31 12:42:32 UTC | bo03_01_CH_ZUESTA | bo03 | 01_CH | ZUESTA | building | Building | facade_area_in_m2 | 173.6
2026-07-31 12:42:32 UTC | bo03_01_CH_ZUESTA | bo03 | 01_CH | ZUESTA | building | Building | roof_u_value_in_watt_per_m2_per_kelvin | 0.46
2026-07-31 12:42:32 UTC | bo03_01_CH_ZUESTA | bo03 | 01_CH | ZUESTA | building | Building | roof_area_in_m2 | 108.7
2026-07-31 12:42:32 UTC | bo03_01_CH_ZUESTA | bo03 | 01_CH | ZUESTA | building | Building | window_u_value_in_watt_per_m2_per_kelvin | 2
2026-07-31 12:42:32 UTC | bo03_01_CH_ZUESTA | bo03 | 01_CH | ZUESTA | building | Building | window_area_in_m2 | 33.1
2026-07-31 12:42:32 UTC | bo03_01_CH_ZUESTA | bo03 | 01_CH | ZUESTA | building | Building | door_u_value_in_watt_per_m2_per_kelvin
2026-07-31 12:42:32 UTC | bo03_01_CH_ZUESTA | bo03 | 01_CH | ZUESTA | building | Building | door_area_in_m2
2026-07-31 12:42:32 UTC | bo03_01_CH_ZUESTA | bo03 | 01_CH | ZUESTA | building | Building | set_heating_temperature_in_celsius | 20.5
2026-07-31 12:42:32 UTC | bo03_01_CH_ZUESTA | bo03 | 01_CH | ZUESTA | building | Building | set_cooling_temperature_in_celsius | 25
2026-07-31 12:42:32 UTC | bo03_01_CH_ZUESTA | bo03 | 01_CH | ZUESTA | building | Building | natural_ventilation_m3_per_h_per_person | 29
2026-07-31 12:42:32 UTC | bo03_01_CH_ZUESTA | bo03 | 01_CH | ZUESTA | building | Building | sia_natural_ventilation_m3_per_h_per_m2 | 0.6
2026-07-31 12:42:32 UTC | bo03_01_CH_ZUESTA | bo03 | 01_CH | ZUESTA | building | Building | swiss_infiltration_rate_per_h | 0.3
2026-07-31 12:42:32 UTC | bo03_01_CH_ZUESTA | bo03 | 01_CH | ZUESTA | building | Building | heating_demand_mode | iso13790
2026-07-31 12:42:32 UTC | bo03_01_CH_ZUESTA | bo03 | 01_CH | ZUESTA | building | Building | operative_heating_proportional_band_in_celsius | 1
2026-07-31 12:42:32 UTC | bo03_01_CH_ZUESTA | bo03 | 01_CH | ZUESTA | building | Building | operative_heating_proportional_gain | 1
2026-07-31 12:42:32 UTC | bo03_01_CH_ZUESTA | bo03 | 01_CH | ZUESTA | building | Building | control_comfort_lower_bound_shift_in_celsius
2026-07-31 12:42:32 UTC | bo03_01_CH_ZUESTA | bo03 | 01_CH | ZUESTA | building | Building | comfort_aware_seasonal_heating_gate | true
2026-07-31 12:42:32 UTC | bo03_01_CH_ZUESTA | bo03 | 01_CH | ZUESTA | component | StrictComfortDemandController | building_name | BUI1
2026-07-31 12:42:32 UTC | bo03_01_CH_ZUESTA | bo03 | 01_CH | ZUESTA | component | StrictComfortDemandController | name | StrictComfortDemandController
2026-07-31 12:42:32 UTC | bo03_01_CH_ZUESTA | bo03 | 01_CH | ZUESTA | component | StrictComfortDemandController | temperature_air_heating_in_celsius | 20.5
2026-07-31 12:42:32 UTC | bo03_01_CH_ZUESTA | bo03 | 01_CH | ZUESTA | component | StrictComfortDemandController | temperature_air_cooling_in_celsius | 24
2026-07-31 12:42:32 UTC | bo03_01_CH_ZUESTA | bo03 | 01_CH | ZUESTA | component | StrictComfortDemandController | offset | 0.5
2026-07-31 12:42:32 UTC | bo03_01_CH_ZUESTA | bo03 | 01_CH | ZUESTA | component | StrictComfortDemandController | mode | 2
2026-07-31 12:42:32 UTC | bo03_01_CH_ZUESTA | bo03 | 01_CH | ZUESTA | component | StrictComfortDemandController | use_adaptive_comfort_band | true
2026-07-31 12:42:32 UTC | bo03_01_CH_ZUESTA | bo03 | 01_CH | ZUESTA | component | StrictComfortDemandController | control_strategy | strict_comfort_band_v1
2026-07-31 12:42:32 UTC | bo03_01_CH_ZUESTA | bo03 | 01_CH | ZUESTA | component | StrictComfortDemandController | comfort_band_inner_offset_in_celsius | 0.5
2026-07-31 12:42:32 UTC | bo03_01_CH_ZUESTA | bo03 | 01_CH | ZUESTA | component | StrictComfortDemandController | comfort_band_inner_offset_lower_in_celsius | 1
2026-07-31 12:42:32 UTC | bo03_01_CH_ZUESTA | bo03 | 01_CH | ZUESTA | component | StrictComfortDemandController | comfort_band_inner_offset_upper_in_celsius | 0.5
2026-07-31 12:42:32 UTC | bo03_01_CH_ZUESTA | bo03 | 01_CH | ZUESTA | component | StrictComfortDemandController | heating_disabled_above_running_mean_outdoor_temperature_in_celsius | 18
2026-07-31 12:42:32 UTC | bo03_01_CH_ZUESTA | bo03 | 01_CH | ZUESTA | component | StrictComfortDemandController | cooling_enabled_above_running_mean_outdoor_temperature_in_celsius | 22
2026-07-31 12:42:32 UTC | bo03_01_CH_ZUESTA | bo03 | 01_CH | ZUESTA | component | ComfortBandHeatingDemand | building_name | BUI1
2026-07-31 12:42:32 UTC | bo03_01_CH_ZUESTA | bo03 | 01_CH | ZUESTA | component | ComfortBandHeatingDemand | name | ComfortBandHeatingDemand
2026-07-31 12:42:32 UTC | bo03_01_CH_ZUESTA | bo03 | 01_CH | ZUESTA | component | ComfortBandHeatingDemand | max_heating_power_in_watt | 12075
2026-07-31 12:42:32 UTC | bo03_01_CH_ZUESTA | bo03 | 01_CH | ZUESTA | component | ComfortBandHeatingDemand | proportional_gain_in_watt_per_kelvin | 24150
2026-07-31 12:42:32 UTC | bo03_01_CH_ZUESTA | bo03 | 01_CH | ZUESTA | component | StrictComfortSetpointModifier | building_name | BUI1
2026-07-31 12:42:32 UTC | bo03_01_CH_ZUESTA | bo03 | 01_CH | ZUESTA | component | StrictComfortSetpointModifier | name | StrictComfortSetpointModifier
2026-07-31 12:42:32 UTC | bo03_01_CH_ZUESTA | bo03 | 01_CH | ZUESTA | component | StrictComfortSetpointModifier | base_heating_setpoint_in_celsius | 20.5
2026-07-31 12:42:32 UTC | bo03_01_CH_ZUESTA | bo03 | 01_CH | ZUESTA | component | StrictComfortSetpointModifier | recovery_gain | 5
2026-07-31 12:42:32 UTC | bo03_01_CH_ZUESTA | bo03 | 01_CH | ZUESTA | component | StrictComfortSetpointModifier | max_recovery_boost_in_celsius | 5
2026-07-31 12:42:32 UTC | bo03_01_CH_ZUESTA | bo03 | 01_CH | ZUESTA | component | StrictComfortSetpointModifier | clamp_min_modifier_in_celsius
2026-07-31 12:42:32 UTC | bo03_01_CH_ZUESTA | bo03 | 01_CH | ZUESTA | component | StrictComfortSetpointModifier | clamp_max_modifier_in_celsius | 15
2026-07-31 12:42:32 UTC | bo03_01_CH_ZUESTA | bo03 | 01_CH | ZUESTA | component | HeatDistributionController | building_name | BUI1
2026-07-31 12:42:32 UTC | bo03_01_CH_ZUESTA | bo03 | 01_CH | ZUESTA | component | HeatDistributionController | name | HeatDistributionController
2026-07-31 12:42:32 UTC | bo03_01_CH_ZUESTA | bo03 | 01_CH | ZUESTA | component | HeatDistributionController | heating_system | HeatDistributionSystemType.FLOORHEATING
2026-07-31 12:42:32 UTC | bo03_01_CH_ZUESTA | bo03 | 01_CH | ZUESTA | component | HeatDistributionController | set_heating_threshold_outside_temperature_in_celsius | 16
2026-07-31 12:42:32 UTC | bo03_01_CH_ZUESTA | bo03 | 01_CH | ZUESTA | component | HeatDistributionController | heating_reference_temperature_in_celsius | -8
2026-07-31 12:42:32 UTC | bo03_01_CH_ZUESTA | bo03 | 01_CH | ZUESTA | component | HeatDistributionController | set_heating_temperature_for_building_in_celsius | 20.5
2026-07-31 12:42:32 UTC | bo03_01_CH_ZUESTA | bo03 | 01_CH | ZUESTA | component | HeatDistributionController | set_cooling_temperature_for_building_in_celsius | 25
2026-07-31 12:42:32 UTC | bo03_01_CH_ZUESTA | bo03 | 01_CH | ZUESTA | component | HeatDistributionController | heating_load_of_building_in_watt | 12075
2026-07-31 12:42:32 UTC | bo03_01_CH_ZUESTA | bo03 | 01_CH | ZUESTA | heat_distribution | HeatDistributionSystem | absolute_conditioned_floor_area_in_m2 | 223
2026-07-31 12:42:32 UTC | bo03_01_CH_ZUESTA | bo03 | 01_CH | ZUESTA | component | SplitACController | building_name | BUI1
2026-07-31 12:42:32 UTC | bo03_01_CH_ZUESTA | bo03 | 01_CH | ZUESTA | component | SplitACController | name | SplitACController
2026-07-31 12:42:32 UTC | bo03_01_CH_ZUESTA | bo03 | 01_CH | ZUESTA | component | SplitACController | heating_set_temperature_deg_c
2026-07-31 12:42:32 UTC | bo03_01_CH_ZUESTA | bo03 | 01_CH | ZUESTA | component | SplitACController | cooling_set_temperature_deg_c | 25
2026-07-31 12:42:32 UTC | bo03_01_CH_ZUESTA | bo03 | 01_CH | ZUESTA | component | SplitACController | minimum_runtime_s | 1800
2026-07-31 12:42:32 UTC | bo03_01_CH_ZUESTA | bo03 | 01_CH | ZUESTA | component | SplitACController | minimum_idle_time_s | 900
2026-07-31 12:42:32 UTC | bo03_01_CH_ZUESTA | bo03 | 01_CH | ZUESTA | component | SplitACController | offset | 5
2026-07-31 12:42:32 UTC | bo03_01_CH_ZUESTA | bo03 | 01_CH | ZUESTA | component | SplitACController | temperature_difference_full_power_deg_c | 3
2026-07-31 12:42:32 UTC | bo03_01_CH_ZUESTA | bo03 | 01_CH | ZUESTA | component | SplitACController | minimum_modulation
2026-07-31 12:42:32 UTC | bo03_01_CH_ZUESTA | bo03 | 01_CH | ZUESTA | component | ComfortBandCoolingDemand | building_name | BUI1
2026-07-31 12:42:32 UTC | bo03_01_CH_ZUESTA | bo03 | 01_CH | ZUESTA | component | ComfortBandCoolingDemand | name | ComfortBandCoolingDemand
2026-07-31 12:42:32 UTC | bo03_01_CH_ZUESTA | bo03 | 01_CH | ZUESTA | component | ComfortBandCoolingDemand | max_cooling_power_in_watt | 1720
2026-07-31 12:42:32 UTC | bo03_01_CH_ZUESTA | bo03 | 01_CH | ZUESTA | component | ComfortBandCoolingDemand | proportional_gain_in_watt_per_kelvin | 4
2026-07-31 12:42:32 UTC | bo03_01_CH_ZUESTA | bo03 | 01_CH | ZUESTA | component | ComfortBandCoolingDemand | relaxation_factor | 0.55
2026-07-31 12:42:32 UTC | bo03_01_CH_ZUESTA | bo03 | 01_CH | ZUESTA | component | ComfortBandCoolingDemand | theoretical_blend | comfort_only
2026-07-31 12:42:32 UTC | bo03_01_CH_ZUESTA | bo03 | 01_CH | ZUESTA | component | SplitAC | building_name | BUI1
2026-07-31 12:42:32 UTC | bo03_01_CH_ZUESTA | bo03 | 01_CH | ZUESTA | component | SplitAC | name | SplitAC
2026-07-31 12:42:32 UTC | bo03_01_CH_ZUESTA | bo03 | 01_CH | ZUESTA | component | SplitAC | manufacturer | Panasonic
2026-07-31 12:42:32 UTC | bo03_01_CH_ZUESTA | bo03 | 01_CH | ZUESTA | component | SplitAC | model_name | CS-RE18JKE/CU-RE18JKE
2026-07-31 12:42:32 UTC | bo03_01_CH_ZUESTA | bo03 | 01_CH | ZUESTA | component | SplitAC | scale_factor | 0.2084
2026-07-31 12:42:32 UTC | bo03_01_CH_ZUESTA | bo03 | 01_CH | ZUESTA | component | SplitAC | investment_costs_in_euro | 6800
2026-07-31 12:42:32 UTC | bo03_01_CH_ZUESTA | bo03 | 01_CH | ZUESTA | component | SplitAC | lifetime_in_years | 12
2026-07-31 12:42:32 UTC | bo03_01_CH_ZUESTA | bo03 | 01_CH | ZUESTA | component | SplitAC | co2_emissions_kg_co2_eq | 165.8
2026-07-31 12:42:32 UTC | bo03_01_CH_ZUESTA | bo03 | 01_CH | ZUESTA | component | SplitAC | maintenance_costs_in_euro_per_year | 34
2026-07-31 12:42:32 UTC | bo03_01_CH_ZUESTA | bo03 | 01_CH | ZUESTA | component | BuildingThermalPowerSum | building_name | BUI1
2026-07-31 12:42:32 UTC | bo03_01_CH_ZUESTA | bo03 | 01_CH | ZUESTA | component | BuildingThermalPowerSum | name | BuildingThermalPowerSum
2026-07-31 12:42:32 UTC | bo03_01_CH_ZUESTA | bo03 | 01_CH | ZUESTA | component | BuildingThermalPowerSum | loadtype | LoadTypes.ANY
2026-07-31 12:42:32 UTC | bo03_01_CH_ZUESTA | bo03 | 01_CH | ZUESTA | component | BuildingThermalPowerSum | unit | Units.WATT
2026-07-31 12:42:32 UTC | bo03_01_CH_ZUESTA | bo03 | 01_CH | ZUESTA | component | HeatGeneratorTotalThermalPower | building_name | BUI1
2026-07-31 12:42:32 UTC | bo03_01_CH_ZUESTA | bo03 | 01_CH | ZUESTA | component | HeatGeneratorTotalThermalPower | name | HeatGeneratorTotalThermalPower
2026-07-31 12:42:32 UTC | bo03_01_CH_ZUESTA | bo03 | 01_CH | ZUESTA | component | HeatGeneratorTotalThermalPower | loadtype | LoadTypes.ANY
2026-07-31 12:42:32 UTC | bo03_01_CH_ZUESTA | bo03 | 01_CH | ZUESTA | component | HeatGeneratorTotalThermalPower | unit | Units.WATT
2026-07-31 12:42:32 UTC | bo03_01_CH_ZUESTA | bo03 | 01_CH | ZUESTA | component | HeatGeneratorPlantDhwThermalPower | building_name | BUI1
2026-07-31 12:42:32 UTC | bo03_01_CH_ZUESTA | bo03 | 01_CH | ZUESTA | component | HeatGeneratorPlantDhwThermalPower | name | HeatGeneratorPlantDhwThermalPower
2026-07-31 12:42:32 UTC | bo03_01_CH_ZUESTA | bo03 | 01_CH | ZUESTA | component | HeatGeneratorPlantDhwThermalPower | loadtype | LoadTypes.ANY
2026-07-31 12:42:32 UTC | bo03_01_CH_ZUESTA | bo03 | 01_CH | ZUESTA | component | HeatGeneratorPlantDhwThermalPower | unit | Units.WATT
2026-07-31 12:42:32 UTC | bo03_01_CH_ZUESTA | bo03 | 01_CH | ZUESTA | component | SolarDhwThermalPower | building_name | BUI1
2026-07-31 12:42:32 UTC | bo03_01_CH_ZUESTA | bo03 | 01_CH | ZUESTA | component | SolarDhwThermalPower | name | SolarDhwThermalPower
2026-07-31 12:42:32 UTC | bo03_01_CH_ZUESTA | bo03 | 01_CH | ZUESTA | component | SolarDhwThermalPower | value_watt
2026-07-31 12:42:32 UTC | bo03_01_CH_ZUESTA | bo03 | 01_CH | ZUESTA | component | SolarDhwThermalPower | loadtype | LoadTypes.ANY
2026-07-31 12:42:32 UTC | bo03_01_CH_ZUESTA | bo03 | 01_CH | ZUESTA | component | SolarDhwThermalPower | unit | Units.WATT
2026-07-31 12:42:32 UTC | bo03_01_CH_ZUESTA | bo03 | 01_CH | ZUESTA | thermal_storage | SimpleHotWaterStorage | volume_heating_water_storage_in_liter | 603.8
2026-07-31 12:42:32 UTC | bo03_01_CH_ZUESTA | bo03 | 01_CH | ZUESTA | component | BufferRemainingCapacity60C | building_name | BUI1
2026-07-31 12:42:32 UTC | bo03_01_CH_ZUESTA | bo03 | 01_CH | ZUESTA | component | BufferRemainingCapacity60C | name | BufferRemainingCapacity60C
2026-07-31 12:42:32 UTC | bo03_01_CH_ZUESTA | bo03 | 01_CH | ZUESTA | component | BufferRemainingCapacity60C | volume_heating_water_storage_in_liter | 603.8
2026-07-31 12:42:32 UTC | bo03_01_CH_ZUESTA | bo03 | 01_CH | ZUESTA | component | BufferRemainingCapacity60C | max_temperature_in_celsius | 6
2026-07-31 12:42:32 UTC | bo03_01_CH_ZUESTA | bo03 | 01_CH | ZUESTA | component | BufferRemainingCapacity60C | water_density_kg_per_liter | 0.992
2026-07-31 12:42:32 UTC | bo03_01_CH_ZUESTA | bo03 | 01_CH | ZUESTA | component | BufferRemainingCapacity60C | water_specific_heat_capacity_j_per_kg_per_k | 4180
2026-07-31 12:42:32 UTC | bo03_01_CH_ZUESTA | bo03 | 01_CH | ZUESTA | component | OilBoilerController | building_name | BUI1
2026-07-31 12:42:32 UTC | bo03_01_CH_ZUESTA | bo03 | 01_CH | ZUESTA | component | OilBoilerController | name | OilBoilerController
2026-07-31 12:42:32 UTC | bo03_01_CH_ZUESTA | bo03 | 01_CH | ZUESTA | component | OilBoilerController | is_modulating | true
2026-07-31 12:42:32 UTC | bo03_01_CH_ZUESTA | bo03 | 01_CH | ZUESTA | component | OilBoilerController | set_heating_threshold_outside_temperature_in_celsius | 16
2026-07-31 12:42:32 UTC | bo03_01_CH_ZUESTA | bo03 | 01_CH | ZUESTA | component | OilBoilerController | minimal_thermal_power_in_watt | 0
2026-07-31 12:42:32 UTC | bo03_01_CH_ZUESTA | bo03 | 01_CH | ZUESTA | component | OilBoilerController | maximal_thermal_power_in_watt | 8300
2026-07-31 12:42:32 UTC | bo03_01_CH_ZUESTA | bo03 | 01_CH | ZUESTA | component | OilBoilerController | set_temperature_difference_for_full_power | 5
2026-07-31 12:42:32 UTC | bo03_01_CH_ZUESTA | bo03 | 01_CH | ZUESTA | component | OilBoilerController | minimum_runtime_in_seconds | 1800
2026-07-31 12:42:32 UTC | bo03_01_CH_ZUESTA | bo03 | 01_CH | ZUESTA | component | OilBoilerController | minimum_resting_time_in_seconds | 1800
2026-07-31 12:42:32 UTC | bo03_01_CH_ZUESTA | bo03 | 01_CH | ZUESTA | component | OilBoilerController | with_domestic_hot_water_preparation | true
2026-07-31 12:42:32 UTC | bo03_01_CH_ZUESTA | bo03 | 01_CH | ZUESTA | component | OilBoilerController | secondary_mode | false
2026-07-31 12:42:32 UTC | bo03_01_CH_ZUESTA | bo03 | 01_CH | ZUESTA | component | OilBoilerController | hysteresis_water_temperature_offset | 10
2026-07-31 12:42:32 UTC | bo03_01_CH_ZUESTA | bo03 | 01_CH | ZUESTA | component | OilBoilerController | seasonal_modulation_minimum_enabled | false
2026-07-31 12:42:32 UTC | bo03_01_CH_ZUESTA | bo03 | 01_CH | ZUESTA | component | OilBoilerController | winter_modulation_minimum_thermal_power_in_watt
2026-07-31 12:42:32 UTC | bo03_01_CH_ZUESTA | bo03 | 01_CH | ZUESTA | component | OilBoilerController | summer_modulation_minimum_thermal_power_in_watt
2026-07-31 12:42:32 UTC | bo03_01_CH_ZUESTA | bo03 | 01_CH | ZUESTA | component | OilBoilerController | summer_modulation_daily_avg_outdoor_temperature_threshold_celsius | 16
2026-07-31 12:42:32 UTC | bo03_01_CH_ZUESTA | bo03 | 01_CH | ZUESTA | heat_generator | OilBoiler | minimal_thermal_power_in_watt | 0
2026-07-31 12:42:32 UTC | bo03_01_CH_ZUESTA | bo03 | 01_CH | ZUESTA | heat_generator | OilBoiler | maximal_thermal_power_in_watt | 8300
2026-07-31 12:42:32 UTC | bo03_01_CH_ZUESTA | bo03 | 01_CH | ZUESTA | heat_generator | OilBoiler | eff_th_min | 0.6
2026-07-31 12:42:32 UTC | bo03_01_CH_ZUESTA | bo03 | 01_CH | ZUESTA | heat_generator | OilBoiler | eff_th_max | 0.9
2026-07-31 12:42:32 UTC | bo03_01_CH_ZUESTA | bo03 | 01_CH | ZUESTA | heat_generator | OilBoiler | boiler_type | BoilerType.CONVENTIONAL
2026-07-31 12:42:32 UTC | bo03_01_CH_ZUESTA | bo03 | 01_CH | ZUESTA | heat_generator | OilBoiler | energy_carrier | LoadTypes.OIL
2026-07-31 12:42:32 UTC | bo03_01_CH_ZUESTA | bo03 | 01_CH | ZUESTA | component | FuelMeter | building_name | BUI1
2026-07-31 12:42:32 UTC | bo03_01_CH_ZUESTA | bo03 | 01_CH | ZUESTA | component | FuelMeter | name | FuelMeter
2026-07-31 12:42:32 UTC | bo03_01_CH_ZUESTA | bo03 | 01_CH | ZUESTA | component | FuelMeter | fuel_loadtype | LoadTypes.OIL
2026-07-31 12:42:32 UTC | bo03_01_CH_ZUESTA | bo03 | 01_CH | ZUESTA | component | FuelMeter | heating_value_of_fuel_in_kwh_per_liter | 9.822
2026-07-31 12:42:32 UTC | bo03_01_CH_ZUESTA | bo03 | 01_CH | ZUESTA | component | FuelMeter | fuel_density_in_kg_per_m3 | 83
2026-07-31 12:42:32 UTC | bo03_01_CH_ZUESTA | bo03 | 01_CH | ZUESTA | component | FlexibilityPotential | building_name | BUI1
2026-07-31 12:42:32 UTC | bo03_01_CH_ZUESTA | bo03 | 01_CH | ZUESTA | component | FlexibilityPotential | name | FlexibilityPotential
2026-07-31 12:42:32 UTC | bo03_01_CH_ZUESTA | bo03 | 01_CH | ZUESTA | component | FlexibilityPotential | fallback_heating_cop | 1
2026-07-31 12:42:32 UTC | bo03_01_CH_ZUESTA | bo03 | 01_CH | ZUESTA | component | FlexibilityPotential | fallback_cooling_eer
2026-07-31 12:42:32 UTC | bo03_02_CH_ZUESTA | bo03 | 02_CH | ZUESTA | simulation | SimulationParameters | year | 2050
2026-07-31 12:42:32 UTC | bo03_02_CH_ZUESTA | bo03 | 02_CH | ZUESTA | simulation | SimulationParameters | seconds_per_timestep | 9 | s
2026-07-31 12:42:32 UTC | bo03_02_CH_ZUESTA | bo03 | 02_CH | ZUESTA | simulation | SimulationParameters | country | CH
2026-07-31 12:42:32 UTC | bo03_02_CH_ZUESTA | bo03 | 02_CH | ZUESTA | cli | cli_overrides | ARCH | 02_CH
2026-07-31 12:42:32 UTC | bo03_02_CH_ZUESTA | bo03 | 02_CH | ZUESTA | cli | cli_overrides | WEATHER | ZUESTA
2026-07-31 12:42:32 UTC | bo03_02_CH_ZUESTA | bo03 | 02_CH | ZUESTA | cli | cli_overrides | TIME_HORIZON | future
2026-07-31 12:42:32 UTC | bo03_02_CH_ZUESTA | bo03 | 02_CH | ZUESTA | cli | cli_overrides | SCENARIO | none
2026-07-31 12:42:32 UTC | bo03_02_CH_ZUESTA | bo03 | 02_CH | ZUESTA | cli | cli_overrides | OCC | SIA2024
2026-07-31 12:42:32 UTC | bo03_02_CH_ZUESTA | bo03 | 02_CH | ZUESTA | cli | cli_overrides | HEATGEN_SIZING | IDEAL_LOOKUP
2026-07-31 12:42:32 UTC | bo03_02_CH_ZUESTA | bo03 | 02_CH | ZUESTA | cli | cli_overrides | HP_SHARE_OF_IDEAL | 0.8
2026-07-31 12:42:32 UTC | bo03_02_CH_ZUESTA | bo03 | 02_CH | ZUESTA | internal_loads | SIA2024Occupancy | conditioned_floor_area_in_m2 | 195
2026-07-31 12:42:32 UTC | bo03_02_CH_ZUESTA | bo03 | 02_CH | ZUESTA | internal_loads | SIA2024Occupancy | appliances_load_w_per_m2 | 1
2026-07-31 12:42:32 UTC | bo03_02_CH_ZUESTA | bo03 | 02_CH | ZUESTA | internal_loads | SIA2024Occupancy | lighting_load_w_per_m2 | 3
2026-07-31 12:42:32 UTC | bo03_02_CH_ZUESTA | bo03 | 02_CH | ZUESTA | internal_loads | SIA2024Occupancy | lighting_annual_full_load_hours | 846
2026-07-31 12:42:32 UTC | bo03_02_CH_ZUESTA | bo03 | 02_CH | ZUESTA | internal_loads | SIA2024Occupancy | appliances_yearly_utilization_per_month | 0.7995
2026-07-31 12:42:32 UTC | bo03_02_CH_ZUESTA | bo03 | 02_CH | ZUESTA | weather | Weather | source_path | C:\Users\het\HiSim\hisim\inputs\weather\custom_csv\Zurich\NABZUE_2060_RCP85_DRY.csv
2026-07-31 12:42:32 UTC | bo03_02_CH_ZUESTA | bo03 | 02_CH | ZUESTA | weather | Weather | location | Zurich
2026-07-31 12:42:32 UTC | bo03_02_CH_ZUESTA | bo03 | 02_CH | ZUESTA | weather | Weather | name | Weather
2026-07-31 12:42:32 UTC | bo03_02_CH_ZUESTA | bo03 | 02_CH | ZUESTA | pv | PVSystem | power_in_watt | 12659.2
2026-07-31 12:42:32 UTC | bo03_02_CH_ZUESTA | bo03 | 02_CH | ZUESTA | pv | PVSystem | tilt | 30
2026-07-31 12:42:32 UTC | bo03_02_CH_ZUESTA | bo03 | 02_CH | ZUESTA | pv | PVSystem | azimuth | 180
2026-07-31 12:42:32 UTC | bo03_02_CH_ZUESTA | bo03 | 02_CH | ZUESTA | pv | PVSystem | location | ZUESTA
2026-07-31 12:42:32 UTC | bo03_02_CH_ZUESTA | bo03 | 02_CH | ZUESTA | component | ElectricityMeter | building_name | BUI1
2026-07-31 12:42:32 UTC | bo03_02_CH_ZUESTA | bo03 | 02_CH | ZUESTA | component | ElectricityMeter | name | ElectricityMeter
2026-07-31 12:42:32 UTC | bo03_02_CH_ZUESTA | bo03 | 02_CH | ZUESTA | building | Building | building_name | 1919_1945
2026-07-31 12:42:32 UTC | bo03_02_CH_ZUESTA | bo03 | 02_CH | ZUESTA | building | Building | building_code | AT.N.SFH.02.Gen.ReEx.001.002
2026-07-31 12:42:32 UTC | bo03_02_CH_ZUESTA | bo03 | 02_CH | ZUESTA | building | Building | building_heat_capacity_class | medium
2026-07-31 12:42:32 UTC | bo03_02_CH_ZUESTA | bo03 | 02_CH | ZUESTA | building | Building | absolute_conditioned_floor_area_in_m2 | 195
2026-07-31 12:42:32 UTC | bo03_02_CH_ZUESTA | bo03 | 02_CH | ZUESTA | building | Building | heating_reference_temperature_in_celsius | -8
2026-07-31 12:42:32 UTC | bo03_02_CH_ZUESTA | bo03 | 02_CH | ZUESTA | building | Building | floor_u_value_in_watt_per_m2_per_kelvin | 0.9
2026-07-31 12:42:32 UTC | bo03_02_CH_ZUESTA | bo03 | 02_CH | ZUESTA | building | Building | floor_area_in_m2 | 81.5
2026-07-31 12:42:32 UTC | bo03_02_CH_ZUESTA | bo03 | 02_CH | ZUESTA | building | Building | facade_u_value_in_watt_per_m2_per_kelvin | 0.9
2026-07-31 12:42:32 UTC | bo03_02_CH_ZUESTA | bo03 | 02_CH | ZUESTA | building | Building | facade_area_in_m2 | 183.5
2026-07-31 12:42:32 UTC | bo03_02_CH_ZUESTA | bo03 | 02_CH | ZUESTA | building | Building | roof_u_value_in_watt_per_m2_per_kelvin | 0.44
2026-07-31 12:42:32 UTC | bo03_02_CH_ZUESTA | bo03 | 02_CH | ZUESTA | building | Building | roof_area_in_m2 | 96
2026-07-31 12:42:32 UTC | bo03_02_CH_ZUESTA | bo03 | 02_CH | ZUESTA | building | Building | window_u_value_in_watt_per_m2_per_kelvin | 1.8
2026-07-31 12:42:32 UTC | bo03_02_CH_ZUESTA | bo03 | 02_CH | ZUESTA | building | Building | window_area_in_m2 | 31.2
2026-07-31 12:42:32 UTC | bo03_02_CH_ZUESTA | bo03 | 02_CH | ZUESTA | building | Building | door_u_value_in_watt_per_m2_per_kelvin
2026-07-31 12:42:32 UTC | bo03_02_CH_ZUESTA | bo03 | 02_CH | ZUESTA | building | Building | door_area_in_m2
2026-07-31 12:42:32 UTC | bo03_02_CH_ZUESTA | bo03 | 02_CH | ZUESTA | building | Building | set_heating_temperature_in_celsius | 20.5
2026-07-31 12:42:32 UTC | bo03_02_CH_ZUESTA | bo03 | 02_CH | ZUESTA | building | Building | set_cooling_temperature_in_celsius | 25
2026-07-31 12:42:32 UTC | bo03_02_CH_ZUESTA | bo03 | 02_CH | ZUESTA | building | Building | natural_ventilation_m3_per_h_per_person | 29
2026-07-31 12:42:32 UTC | bo03_02_CH_ZUESTA | bo03 | 02_CH | ZUESTA | building | Building | sia_natural_ventilation_m3_per_h_per_m2 | 0.6
2026-07-31 12:42:32 UTC | bo03_02_CH_ZUESTA | bo03 | 02_CH | ZUESTA | building | Building | swiss_infiltration_rate_per_h | 0.3
2026-07-31 12:42:32 UTC | bo03_02_CH_ZUESTA | bo03 | 02_CH | ZUESTA | building | Building | heating_demand_mode | iso13790
2026-07-31 12:42:32 UTC | bo03_02_CH_ZUESTA | bo03 | 02_CH | ZUESTA | building | Building | operative_heating_proportional_band_in_celsius | 1
2026-07-31 12:42:32 UTC | bo03_02_CH_ZUESTA | bo03 | 02_CH | ZUESTA | building | Building | operative_heating_proportional_gain | 1
2026-07-31 12:42:32 UTC | bo03_02_CH_ZUESTA | bo03 | 02_CH | ZUESTA | building | Building | control_comfort_lower_bound_shift_in_celsius
2026-07-31 12:42:32 UTC | bo03_02_CH_ZUESTA | bo03 | 02_CH | ZUESTA | building | Building | comfort_aware_seasonal_heating_gate | true
2026-07-31 12:42:32 UTC | bo03_02_CH_ZUESTA | bo03 | 02_CH | ZUESTA | component | StrictComfortDemandController | building_name | BUI1
2026-07-31 12:42:32 UTC | bo03_02_CH_ZUESTA | bo03 | 02_CH | ZUESTA | component | StrictComfortDemandController | name | StrictComfortDemandController
2026-07-31 12:42:32 UTC | bo03_02_CH_ZUESTA | bo03 | 02_CH | ZUESTA | component | StrictComfortDemandController | temperature_air_heating_in_celsius | 20.5
2026-07-31 12:42:32 UTC | bo03_02_CH_ZUESTA | bo03 | 02_CH | ZUESTA | component | StrictComfortDemandController | temperature_air_cooling_in_celsius | 24
2026-07-31 12:42:32 UTC | bo03_02_CH_ZUESTA | bo03 | 02_CH | ZUESTA | component | StrictComfortDemandController | offset | 0.5
2026-07-31 12:42:32 UTC | bo03_02_CH_ZUESTA | bo03 | 02_CH | ZUESTA | component | StrictComfortDemandController | mode | 2
2026-07-31 12:42:32 UTC | bo03_02_CH_ZUESTA | bo03 | 02_CH | ZUESTA | component | StrictComfortDemandController | use_adaptive_comfort_band | true
2026-07-31 12:42:32 UTC | bo03_02_CH_ZUESTA | bo03 | 02_CH | ZUESTA | component | StrictComfortDemandController | control_strategy | strict_comfort_band_v1
2026-07-31 12:42:32 UTC | bo03_02_CH_ZUESTA | bo03 | 02_CH | ZUESTA | component | StrictComfortDemandController | comfort_band_inner_offset_in_celsius | 0.5
2026-07-31 12:42:32 UTC | bo03_02_CH_ZUESTA | bo03 | 02_CH | ZUESTA | component | StrictComfortDemandController | comfort_band_inner_offset_lower_in_celsius | 1
2026-07-31 12:42:32 UTC | bo03_02_CH_ZUESTA | bo03 | 02_CH | ZUESTA | component | StrictComfortDemandController | comfort_band_inner_offset_upper_in_celsius | 0.5
2026-07-31 12:42:32 UTC | bo03_02_CH_ZUESTA | bo03 | 02_CH | ZUESTA | component | StrictComfortDemandController | heating_disabled_above_running_mean_outdoor_temperature_in_celsius | 18
2026-07-31 12:42:32 UTC | bo03_02_CH_ZUESTA | bo03 | 02_CH | ZUESTA | component | StrictComfortDemandController | cooling_enabled_above_running_mean_outdoor_temperature_in_celsius | 22
2026-07-31 12:42:32 UTC | bo03_02_CH_ZUESTA | bo03 | 02_CH | ZUESTA | component | ComfortBandHeatingDemand | building_name | BUI1
2026-07-31 12:42:32 UTC | bo03_02_CH_ZUESTA | bo03 | 02_CH | ZUESTA | component | ComfortBandHeatingDemand | name | ComfortBandHeatingDemand
2026-07-31 12:42:32 UTC | bo03_02_CH_ZUESTA | bo03 | 02_CH | ZUESTA | component | ComfortBandHeatingDemand | max_heating_power_in_watt | 11855.7
2026-07-31 12:42:32 UTC | bo03_02_CH_ZUESTA | bo03 | 02_CH | ZUESTA | component | ComfortBandHeatingDemand | proportional_gain_in_watt_per_kelvin | 23711.4
2026-07-31 12:42:32 UTC | bo03_02_CH_ZUESTA | bo03 | 02_CH | ZUESTA | component | StrictComfortSetpointModifier | building_name | BUI1
2026-07-31 12:42:32 UTC | bo03_02_CH_ZUESTA | bo03 | 02_CH | ZUESTA | component | StrictComfortSetpointModifier | name | StrictComfortSetpointModifier
2026-07-31 12:42:32 UTC | bo03_02_CH_ZUESTA | bo03 | 02_CH | ZUESTA | component | StrictComfortSetpointModifier | base_heating_setpoint_in_celsius | 20.5
2026-07-31 12:42:32 UTC | bo03_02_CH_ZUESTA | bo03 | 02_CH | ZUESTA | component | StrictComfortSetpointModifier | recovery_gain | 5
2026-07-31 12:42:32 UTC | bo03_02_CH_ZUESTA | bo03 | 02_CH | ZUESTA | component | StrictComfortSetpointModifier | max_recovery_boost_in_celsius | 5
2026-07-31 12:42:32 UTC | bo03_02_CH_ZUESTA | bo03 | 02_CH | ZUESTA | component | StrictComfortSetpointModifier | clamp_min_modifier_in_celsius
2026-07-31 12:42:32 UTC | bo03_02_CH_ZUESTA | bo03 | 02_CH | ZUESTA | component | StrictComfortSetpointModifier | clamp_max_modifier_in_celsius | 15
2026-07-31 12:42:32 UTC | bo03_02_CH_ZUESTA | bo03 | 02_CH | ZUESTA | component | HeatDistributionController | building_name | BUI1
2026-07-31 12:42:32 UTC | bo03_02_CH_ZUESTA | bo03 | 02_CH | ZUESTA | component | HeatDistributionController | name | HeatDistributionController
2026-07-31 12:42:32 UTC | bo03_02_CH_ZUESTA | bo03 | 02_CH | ZUESTA | component | HeatDistributionController | heating_system | HeatDistributionSystemType.FLOORHEATING
2026-07-31 12:42:32 UTC | bo03_02_CH_ZUESTA | bo03 | 02_CH | ZUESTA | component | HeatDistributionController | set_heating_threshold_outside_temperature_in_celsius | 16
2026-07-31 12:42:32 UTC | bo03_02_CH_ZUESTA | bo03 | 02_CH | ZUESTA | component | HeatDistributionController | heating_reference_temperature_in_celsius | -8
2026-07-31 12:42:32 UTC | bo03_02_CH_ZUESTA | bo03 | 02_CH | ZUESTA | component | HeatDistributionController | set_heating_temperature_for_building_in_celsius | 20.5
2026-07-31 12:42:32 UTC | bo03_02_CH_ZUESTA | bo03 | 02_CH | ZUESTA | component | HeatDistributionController | set_cooling_temperature_for_building_in_celsius | 25
2026-07-31 12:42:32 UTC | bo03_02_CH_ZUESTA | bo03 | 02_CH | ZUESTA | component | HeatDistributionController | heating_load_of_building_in_watt | 11855.7
2026-07-31 12:42:32 UTC | bo03_02_CH_ZUESTA | bo03 | 02_CH | ZUESTA | heat_distribution | HeatDistributionSystem | absolute_conditioned_floor_area_in_m2 | 195
2026-07-31 12:42:32 UTC | bo03_02_CH_ZUESTA | bo03 | 02_CH | ZUESTA | component | SplitACController | building_name | BUI1
2026-07-31 12:42:32 UTC | bo03_02_CH_ZUESTA | bo03 | 02_CH | ZUESTA | component | SplitACController | name | SplitACController
2026-07-31 12:42:32 UTC | bo03_02_CH_ZUESTA | bo03 | 02_CH | ZUESTA | component | SplitACController | heating_set_temperature_deg_c
2026-07-31 12:42:32 UTC | bo03_02_CH_ZUESTA | bo03 | 02_CH | ZUESTA | component | SplitACController | cooling_set_temperature_deg_c | 25
2026-07-31 12:42:32 UTC | bo03_02_CH_ZUESTA | bo03 | 02_CH | ZUESTA | component | SplitACController | minimum_runtime_s | 1800
2026-07-31 12:42:32 UTC | bo03_02_CH_ZUESTA | bo03 | 02_CH | ZUESTA | component | SplitACController | minimum_idle_time_s | 900
2026-07-31 12:42:32 UTC | bo03_02_CH_ZUESTA | bo03 | 02_CH | ZUESTA | component | SplitACController | offset | 5
2026-07-31 12:42:32 UTC | bo03_02_CH_ZUESTA | bo03 | 02_CH | ZUESTA | component | SplitACController | temperature_difference_full_power_deg_c | 3
2026-07-31 12:42:32 UTC | bo03_02_CH_ZUESTA | bo03 | 02_CH | ZUESTA | component | SplitACController | minimum_modulation
2026-07-31 12:42:32 UTC | bo03_02_CH_ZUESTA | bo03 | 02_CH | ZUESTA | component | ComfortBandCoolingDemand | building_name | BUI1
2026-07-31 12:42:32 UTC | bo03_02_CH_ZUESTA | bo03 | 02_CH | ZUESTA | component | ComfortBandCoolingDemand | name | ComfortBandCoolingDemand
2026-07-31 12:42:32 UTC | bo03_02_CH_ZUESTA | bo03 | 02_CH | ZUESTA | component | ComfortBandCoolingDemand | max_cooling_power_in_watt | 1720
2026-07-31 12:42:32 UTC | bo03_02_CH_ZUESTA | bo03 | 02_CH | ZUESTA | component | ComfortBandCoolingDemand | proportional_gain_in_watt_per_kelvin | 4
2026-07-31 12:42:32 UTC | bo03_02_CH_ZUESTA | bo03 | 02_CH | ZUESTA | component | ComfortBandCoolingDemand | relaxation_factor | 0.55
2026-07-31 12:42:32 UTC | bo03_02_CH_ZUESTA | bo03 | 02_CH | ZUESTA | component | ComfortBandCoolingDemand | theoretical_blend | comfort_only
2026-07-31 12:42:32 UTC | bo03_02_CH_ZUESTA | bo03 | 02_CH | ZUESTA | component | SplitAC | building_name | BUI1
2026-07-31 12:42:32 UTC | bo03_02_CH_ZUESTA | bo03 | 02_CH | ZUESTA | component | SplitAC | name | SplitAC
2026-07-31 12:42:32 UTC | bo03_02_CH_ZUESTA | bo03 | 02_CH | ZUESTA | component | SplitAC | manufacturer | Panasonic
2026-07-31 12:42:32 UTC | bo03_02_CH_ZUESTA | bo03 | 02_CH | ZUESTA | component | SplitAC | model_name | CS-RE18JKE/CU-RE18JKE
2026-07-31 12:42:32 UTC | bo03_02_CH_ZUESTA | bo03 | 02_CH | ZUESTA | component | SplitAC | scale_factor | 0.2084
2026-07-31 12:42:32 UTC | bo03_02_CH_ZUESTA | bo03 | 02_CH | ZUESTA | component | SplitAC | investment_costs_in_euro | 6800
2026-07-31 12:42:32 UTC | bo03_02_CH_ZUESTA | bo03 | 02_CH | ZUESTA | component | SplitAC | lifetime_in_years | 12
2026-07-31 12:42:32 UTC | bo03_02_CH_ZUESTA | bo03 | 02_CH | ZUESTA | component | SplitAC | co2_emissions_kg_co2_eq | 165.8
2026-07-31 12:42:32 UTC | bo03_02_CH_ZUESTA | bo03 | 02_CH | ZUESTA | component | SplitAC | maintenance_costs_in_euro_per_year | 34
2026-07-31 12:42:32 UTC | bo03_02_CH_ZUESTA | bo03 | 02_CH | ZUESTA | component | BuildingThermalPowerSum | building_name | BUI1
2026-07-31 12:42:32 UTC | bo03_02_CH_ZUESTA | bo03 | 02_CH | ZUESTA | component | BuildingThermalPowerSum | name | BuildingThermalPowerSum
2026-07-31 12:42:32 UTC | bo03_02_CH_ZUESTA | bo03 | 02_CH | ZUESTA | component | BuildingThermalPowerSum | loadtype | LoadTypes.ANY
2026-07-31 12:42:32 UTC | bo03_02_CH_ZUESTA | bo03 | 02_CH | ZUESTA | component | BuildingThermalPowerSum | unit | Units.WATT
2026-07-31 12:42:32 UTC | bo03_02_CH_ZUESTA | bo03 | 02_CH | ZUESTA | component | HeatGeneratorTotalThermalPower | building_name | BUI1
2026-07-31 12:42:32 UTC | bo03_02_CH_ZUESTA | bo03 | 02_CH | ZUESTA | component | HeatGeneratorTotalThermalPower | name | HeatGeneratorTotalThermalPower
2026-07-31 12:42:32 UTC | bo03_02_CH_ZUESTA | bo03 | 02_CH | ZUESTA | component | HeatGeneratorTotalThermalPower | loadtype | LoadTypes.ANY
2026-07-31 12:42:32 UTC | bo03_02_CH_ZUESTA | bo03 | 02_CH | ZUESTA | component | HeatGeneratorTotalThermalPower | unit | Units.WATT
2026-07-31 12:42:32 UTC | bo03_02_CH_ZUESTA | bo03 | 02_CH | ZUESTA | component | HeatGeneratorPlantDhwThermalPower | building_name | BUI1
2026-07-31 12:42:32 UTC | bo03_02_CH_ZUESTA | bo03 | 02_CH | ZUESTA | component | HeatGeneratorPlantDhwThermalPower | name | HeatGeneratorPlantDhwThermalPower
2026-07-31 12:42:32 UTC | bo03_02_CH_ZUESTA | bo03 | 02_CH | ZUESTA | component | HeatGeneratorPlantDhwThermalPower | loadtype | LoadTypes.ANY
2026-07-31 12:42:32 UTC | bo03_02_CH_ZUESTA | bo03 | 02_CH | ZUESTA | component | HeatGeneratorPlantDhwThermalPower | unit | Units.WATT
2026-07-31 12:42:32 UTC | bo03_02_CH_ZUESTA | bo03 | 02_CH | ZUESTA | component | SolarDhwThermalPower | building_name | BUI1
2026-07-31 12:42:32 UTC | bo03_02_CH_ZUESTA | bo03 | 02_CH | ZUESTA | component | SolarDhwThermalPower | name | SolarDhwThermalPower
2026-07-31 12:42:32 UTC | bo03_02_CH_ZUESTA | bo03 | 02_CH | ZUESTA | component | SolarDhwThermalPower | value_watt
2026-07-31 12:42:32 UTC | bo03_02_CH_ZUESTA | bo03 | 02_CH | ZUESTA | component | SolarDhwThermalPower | loadtype | LoadTypes.ANY
2026-07-31 12:42:32 UTC | bo03_02_CH_ZUESTA | bo03 | 02_CH | ZUESTA | component | SolarDhwThermalPower | unit | Units.WATT
2026-07-31 12:42:32 UTC | bo03_02_CH_ZUESTA | bo03 | 02_CH | ZUESTA | thermal_storage | SimpleHotWaterStorage | volume_heating_water_storage_in_liter | 592.8
2026-07-31 12:42:32 UTC | bo03_02_CH_ZUESTA | bo03 | 02_CH | ZUESTA | component | BufferRemainingCapacity60C | building_name | BUI1
2026-07-31 12:42:32 UTC | bo03_02_CH_ZUESTA | bo03 | 02_CH | ZUESTA | component | BufferRemainingCapacity60C | name | BufferRemainingCapacity60C
2026-07-31 12:42:32 UTC | bo03_02_CH_ZUESTA | bo03 | 02_CH | ZUESTA | component | BufferRemainingCapacity60C | volume_heating_water_storage_in_liter | 592.8
2026-07-31 12:42:32 UTC | bo03_02_CH_ZUESTA | bo03 | 02_CH | ZUESTA | component | BufferRemainingCapacity60C | max_temperature_in_celsius | 6
2026-07-31 12:42:32 UTC | bo03_02_CH_ZUESTA | bo03 | 02_CH | ZUESTA | component | BufferRemainingCapacity60C | water_density_kg_per_liter | 0.992
2026-07-31 12:42:32 UTC | bo03_02_CH_ZUESTA | bo03 | 02_CH | ZUESTA | component | BufferRemainingCapacity60C | water_specific_heat_capacity_j_per_kg_per_k | 4180
2026-07-31 12:42:32 UTC | bo03_02_CH_ZUESTA | bo03 | 02_CH | ZUESTA | component | OilBoilerController | building_name | BUI1
2026-07-31 12:42:32 UTC | bo03_02_CH_ZUESTA | bo03 | 02_CH | ZUESTA | component | OilBoilerController | name | OilBoilerController
2026-07-31 12:42:32 UTC | bo03_02_CH_ZUESTA | bo03 | 02_CH | ZUESTA | component | OilBoilerController | is_modulating | true
2026-07-31 12:42:32 UTC | bo03_02_CH_ZUESTA | bo03 | 02_CH | ZUESTA | component | OilBoilerController | set_heating_threshold_outside_temperature_in_celsius | 16
2026-07-31 12:42:32 UTC | bo03_02_CH_ZUESTA | bo03 | 02_CH | ZUESTA | component | OilBoilerController | minimal_thermal_power_in_watt | 0
2026-07-31 12:42:32 UTC | bo03_02_CH_ZUESTA | bo03 | 02_CH | ZUESTA | component | OilBoilerController | maximal_thermal_power_in_watt | 7510
2026-07-31 12:42:32 UTC | bo03_02_CH_ZUESTA | bo03 | 02_CH | ZUESTA | component | OilBoilerController | set_temperature_difference_for_full_power | 5
2026-07-31 12:42:32 UTC | bo03_02_CH_ZUESTA | bo03 | 02_CH | ZUESTA | component | OilBoilerController | minimum_runtime_in_seconds | 1800
2026-07-31 12:42:32 UTC | bo03_02_CH_ZUESTA | bo03 | 02_CH | ZUESTA | component | OilBoilerController | minimum_resting_time_in_seconds | 1800
2026-07-31 12:42:32 UTC | bo03_02_CH_ZUESTA | bo03 | 02_CH | ZUESTA | component | OilBoilerController | with_domestic_hot_water_preparation | true
2026-07-31 12:42:32 UTC | bo03_02_CH_ZUESTA | bo03 | 02_CH | ZUESTA | component | OilBoilerController | secondary_mode | false
2026-07-31 12:42:32 UTC | bo03_02_CH_ZUESTA | bo03 | 02_CH | ZUESTA | component | OilBoilerController | hysteresis_water_temperature_offset | 10
2026-07-31 12:42:32 UTC | bo03_02_CH_ZUESTA | bo03 | 02_CH | ZUESTA | component | OilBoilerController | seasonal_modulation_minimum_enabled | false
2026-07-31 12:42:32 UTC | bo03_02_CH_ZUESTA | bo03 | 02_CH | ZUESTA | component | OilBoilerController | winter_modulation_minimum_thermal_power_in_watt
2026-07-31 12:42:32 UTC | bo03_02_CH_ZUESTA | bo03 | 02_CH | ZUESTA | component | OilBoilerController | summer_modulation_minimum_thermal_power_in_watt
2026-07-31 12:42:32 UTC | bo03_02_CH_ZUESTA | bo03 | 02_CH | ZUESTA | component | OilBoilerController | summer_modulation_daily_avg_outdoor_temperature_threshold_celsius | 16
2026-07-31 12:42:32 UTC | bo03_02_CH_ZUESTA | bo03 | 02_CH | ZUESTA | heat_generator | OilBoiler | minimal_thermal_power_in_watt | 0
2026-07-31 12:42:32 UTC | bo03_02_CH_ZUESTA | bo03 | 02_CH | ZUESTA | heat_generator | OilBoiler | maximal_thermal_power_in_watt | 7510
2026-07-31 12:42:32 UTC | bo03_02_CH_ZUESTA | bo03 | 02_CH | ZUESTA | heat_generator | OilBoiler | eff_th_min | 0.6
2026-07-31 12:42:32 UTC | bo03_02_CH_ZUESTA | bo03 | 02_CH | ZUESTA | heat_generator | OilBoiler | eff_th_max | 0.9
2026-07-31 12:42:32 UTC | bo03_02_CH_ZUESTA | bo03 | 02_CH | ZUESTA | heat_generator | OilBoiler | boiler_type | BoilerType.CONVENTIONAL
2026-07-31 12:42:32 UTC | bo03_02_CH_ZUESTA | bo03 | 02_CH | ZUESTA | heat_generator | OilBoiler | energy_carrier | LoadTypes.OIL
2026-07-31 12:42:32 UTC | bo03_02_CH_ZUESTA | bo03 | 02_CH | ZUESTA | component | FuelMeter | building_name | BUI1
2026-07-31 12:42:32 UTC | bo03_02_CH_ZUESTA | bo03 | 02_CH | ZUESTA | component | FuelMeter | name | FuelMeter
2026-07-31 12:42:32 UTC | bo03_02_CH_ZUESTA | bo03 | 02_CH | ZUESTA | component | FuelMeter | fuel_loadtype | LoadTypes.OIL
2026-07-31 12:42:32 UTC | bo03_02_CH_ZUESTA | bo03 | 02_CH | ZUESTA | component | FuelMeter | heating_value_of_fuel_in_kwh_per_liter | 9.822
2026-07-31 12:42:32 UTC | bo03_02_CH_ZUESTA | bo03 | 02_CH | ZUESTA | component | FuelMeter | fuel_density_in_kg_per_m3 | 83
2026-07-31 12:42:32 UTC | bo03_02_CH_ZUESTA | bo03 | 02_CH | ZUESTA | component | FlexibilityPotential | building_name | BUI1
2026-07-31 12:42:32 UTC | bo03_02_CH_ZUESTA | bo03 | 02_CH | ZUESTA | component | FlexibilityPotential | name | FlexibilityPotential
2026-07-31 12:42:32 UTC | bo03_02_CH_ZUESTA | bo03 | 02_CH | ZUESTA | component | FlexibilityPotential | fallback_heating_cop | 1
2026-07-31 12:42:32 UTC | bo03_02_CH_ZUESTA | bo03 | 02_CH | ZUESTA | component | FlexibilityPotential | fallback_cooling_eer
2026-07-31 12:42:32 UTC | bo03_03_CH_ZUESTA | bo03 | 03_CH | ZUESTA | simulation | SimulationParameters | year | 2050
2026-07-31 12:42:32 UTC | bo03_03_CH_ZUESTA | bo03 | 03_CH | ZUESTA | simulation | SimulationParameters | seconds_per_timestep | 9 | s
2026-07-31 12:42:32 UTC | bo03_03_CH_ZUESTA | bo03 | 03_CH | ZUESTA | simulation | SimulationParameters | country | CH
2026-07-31 12:42:32 UTC | bo03_03_CH_ZUESTA | bo03 | 03_CH | ZUESTA | cli | cli_overrides | ARCH | 03_CH
2026-07-31 12:42:32 UTC | bo03_03_CH_ZUESTA | bo03 | 03_CH | ZUESTA | cli | cli_overrides | WEATHER | ZUESTA
2026-07-31 12:42:32 UTC | bo03_03_CH_ZUESTA | bo03 | 03_CH | ZUESTA | cli | cli_overrides | TIME_HORIZON | future
2026-07-31 12:42:32 UTC | bo03_03_CH_ZUESTA | bo03 | 03_CH | ZUESTA | cli | cli_overrides | SCENARIO | none
2026-07-31 12:42:32 UTC | bo03_03_CH_ZUESTA | bo03 | 03_CH | ZUESTA | cli | cli_overrides | OCC | SIA2024
2026-07-31 12:42:32 UTC | bo03_03_CH_ZUESTA | bo03 | 03_CH | ZUESTA | cli | cli_overrides | HEATGEN_SIZING | IDEAL_LOOKUP
2026-07-31 12:42:32 UTC | bo03_03_CH_ZUESTA | bo03 | 03_CH | ZUESTA | cli | cli_overrides | HP_SHARE_OF_IDEAL | 0.8
2026-07-31 12:42:32 UTC | bo03_03_CH_ZUESTA | bo03 | 03_CH | ZUESTA | internal_loads | SIA2024Occupancy | conditioned_floor_area_in_m2 | 18
2026-07-31 12:42:32 UTC | bo03_03_CH_ZUESTA | bo03 | 03_CH | ZUESTA | internal_loads | SIA2024Occupancy | appliances_load_w_per_m2 | 1
2026-07-31 12:42:32 UTC | bo03_03_CH_ZUESTA | bo03 | 03_CH | ZUESTA | internal_loads | SIA2024Occupancy | lighting_load_w_per_m2 | 3
2026-07-31 12:42:32 UTC | bo03_03_CH_ZUESTA | bo03 | 03_CH | ZUESTA | internal_loads | SIA2024Occupancy | lighting_annual_full_load_hours | 846
2026-07-31 12:42:32 UTC | bo03_03_CH_ZUESTA | bo03 | 03_CH | ZUESTA | internal_loads | SIA2024Occupancy | appliances_yearly_utilization_per_month | 0.7995
2026-07-31 12:42:32 UTC | bo03_03_CH_ZUESTA | bo03 | 03_CH | ZUESTA | weather | Weather | source_path | C:\Users\het\HiSim\hisim\inputs\weather\custom_csv\Zurich\NABZUE_2060_RCP85_DRY.csv
2026-07-31 12:42:32 UTC | bo03_03_CH_ZUESTA | bo03 | 03_CH | ZUESTA | weather | Weather | location | Zurich
2026-07-31 12:42:32 UTC | bo03_03_CH_ZUESTA | bo03 | 03_CH | ZUESTA | weather | Weather | name | Weather
2026-07-31 12:42:32 UTC | bo03_03_CH_ZUESTA | bo03 | 03_CH | ZUESTA | pv | PVSystem | power_in_watt | 12585.4
2026-07-31 12:42:32 UTC | bo03_03_CH_ZUESTA | bo03 | 03_CH | ZUESTA | pv | PVSystem | tilt | 30
2026-07-31 12:42:32 UTC | bo03_03_CH_ZUESTA | bo03 | 03_CH | ZUESTA | pv | PVSystem | azimuth | 180
2026-07-31 12:42:32 UTC | bo03_03_CH_ZUESTA | bo03 | 03_CH | ZUESTA | pv | PVSystem | location | ZUESTA
2026-07-31 12:42:32 UTC | bo03_03_CH_ZUESTA | bo03 | 03_CH | ZUESTA | component | ElectricityMeter | building_name | BUI1
2026-07-31 12:42:32 UTC | bo03_03_CH_ZUESTA | bo03 | 03_CH | ZUESTA | component | ElectricityMeter | name | ElectricityMeter
2026-07-31 12:42:32 UTC | bo03_03_CH_ZUESTA | bo03 | 03_CH | ZUESTA | building | Building | building_name | 1946_1960
2026-07-31 12:42:32 UTC | bo03_03_CH_ZUESTA | bo03 | 03_CH | ZUESTA | building | Building | building_code | AT.N.SFH.03.Gen.ReEx.001.002
2026-07-31 12:42:32 UTC | bo03_03_CH_ZUESTA | bo03 | 03_CH | ZUESTA | building | Building | building_heat_capacity_class | medium
2026-07-31 12:42:32 UTC | bo03_03_CH_ZUESTA | bo03 | 03_CH | ZUESTA | building | Building | absolute_conditioned_floor_area_in_m2 | 180
2026-07-31 12:42:32 UTC | bo03_03_CH_ZUESTA | bo03 | 03_CH | ZUESTA | building | Building | heating_reference_temperature_in_celsius | -8
2026-07-31 12:42:32 UTC | bo03_03_CH_ZUESTA | bo03 | 03_CH | ZUESTA | building | Building | floor_u_value_in_watt_per_m2_per_kelvin | 0.98
2026-07-31 12:42:32 UTC | bo03_03_CH_ZUESTA | bo03 | 03_CH | ZUESTA | building | Building | floor_area_in_m2 | 86.1
2026-07-31 12:42:32 UTC | bo03_03_CH_ZUESTA | bo03 | 03_CH | ZUESTA | building | Building | facade_u_value_in_watt_per_m2_per_kelvin | 0.81
2026-07-31 12:42:32 UTC | bo03_03_CH_ZUESTA | bo03 | 03_CH | ZUESTA | building | Building | facade_area_in_m2 | 167.6
2026-07-31 12:42:32 UTC | bo03_03_CH_ZUESTA | bo03 | 03_CH | ZUESTA | building | Building | roof_u_value_in_watt_per_m2_per_kelvin | 0.44
2026-07-31 12:42:32 UTC | bo03_03_CH_ZUESTA | bo03 | 03_CH | ZUESTA | building | Building | roof_area_in_m2 | 95.44
2026-07-31 12:42:32 UTC | bo03_03_CH_ZUESTA | bo03 | 03_CH | ZUESTA | building | Building | window_u_value_in_watt_per_m2_per_kelvin | 1.6
2026-07-31 12:42:32 UTC | bo03_03_CH_ZUESTA | bo03 | 03_CH | ZUESTA | building | Building | window_area_in_m2 | 28.8
2026-07-31 12:42:32 UTC | bo03_03_CH_ZUESTA | bo03 | 03_CH | ZUESTA | building | Building | door_u_value_in_watt_per_m2_per_kelvin
2026-07-31 12:42:32 UTC | bo03_03_CH_ZUESTA | bo03 | 03_CH | ZUESTA | building | Building | door_area_in_m2
2026-07-31 12:42:32 UTC | bo03_03_CH_ZUESTA | bo03 | 03_CH | ZUESTA | building | Building | set_heating_temperature_in_celsius | 20.5
2026-07-31 12:42:32 UTC | bo03_03_CH_ZUESTA | bo03 | 03_CH | ZUESTA | building | Building | set_cooling_temperature_in_celsius | 25
2026-07-31 12:42:32 UTC | bo03_03_CH_ZUESTA | bo03 | 03_CH | ZUESTA | building | Building | natural_ventilation_m3_per_h_per_person | 29
2026-07-31 12:42:32 UTC | bo03_03_CH_ZUESTA | bo03 | 03_CH | ZUESTA | building | Building | sia_natural_ventilation_m3_per_h_per_m2 | 0.6
2026-07-31 12:42:32 UTC | bo03_03_CH_ZUESTA | bo03 | 03_CH | ZUESTA | building | Building | swiss_infiltration_rate_per_h | 0.3
2026-07-31 12:42:32 UTC | bo03_03_CH_ZUESTA | bo03 | 03_CH | ZUESTA | building | Building | heating_demand_mode | iso13790
2026-07-31 12:42:32 UTC | bo03_03_CH_ZUESTA | bo03 | 03_CH | ZUESTA | building | Building | operative_heating_proportional_band_in_celsius | 1
2026-07-31 12:42:32 UTC | bo03_03_CH_ZUESTA | bo03 | 03_CH | ZUESTA | building | Building | operative_heating_proportional_gain | 1
2026-07-31 12:42:32 UTC | bo03_03_CH_ZUESTA | bo03 | 03_CH | ZUESTA | building | Building | control_comfort_lower_bound_shift_in_celsius
2026-07-31 12:42:32 UTC | bo03_03_CH_ZUESTA | bo03 | 03_CH | ZUESTA | building | Building | comfort_aware_seasonal_heating_gate | true
2026-07-31 12:42:32 UTC | bo03_03_CH_ZUESTA | bo03 | 03_CH | ZUESTA | component | StrictComfortDemandController | building_name | BUI1
2026-07-31 12:42:32 UTC | bo03_03_CH_ZUESTA | bo03 | 03_CH | ZUESTA | component | StrictComfortDemandController | name | StrictComfortDemandController
2026-07-31 12:42:32 UTC | bo03_03_CH_ZUESTA | bo03 | 03_CH | ZUESTA | component | StrictComfortDemandController | temperature_air_heating_in_celsius | 20.5
2026-07-31 12:42:32 UTC | bo03_03_CH_ZUESTA | bo03 | 03_CH | ZUESTA | component | StrictComfortDemandController | temperature_air_cooling_in_celsius | 24
2026-07-31 12:42:32 UTC | bo03_03_CH_ZUESTA | bo03 | 03_CH | ZUESTA | component | StrictComfortDemandController | offset | 0.5
2026-07-31 12:42:32 UTC | bo03_03_CH_ZUESTA | bo03 | 03_CH | ZUESTA | component | StrictComfortDemandController | mode | 2
2026-07-31 12:42:32 UTC | bo03_03_CH_ZUESTA | bo03 | 03_CH | ZUESTA | component | StrictComfortDemandController | use_adaptive_comfort_band | true
2026-07-31 12:42:32 UTC | bo03_03_CH_ZUESTA | bo03 | 03_CH | ZUESTA | component | StrictComfortDemandController | control_strategy | strict_comfort_band_v1
2026-07-31 12:42:32 UTC | bo03_03_CH_ZUESTA | bo03 | 03_CH | ZUESTA | component | StrictComfortDemandController | comfort_band_inner_offset_in_celsius | 0.5
2026-07-31 12:42:32 UTC | bo03_03_CH_ZUESTA | bo03 | 03_CH | ZUESTA | component | StrictComfortDemandController | comfort_band_inner_offset_lower_in_celsius | 1
2026-07-31 12:42:32 UTC | bo03_03_CH_ZUESTA | bo03 | 03_CH | ZUESTA | component | StrictComfortDemandController | comfort_band_inner_offset_upper_in_celsius | 0.5
2026-07-31 12:42:32 UTC | bo03_03_CH_ZUESTA | bo03 | 03_CH | ZUESTA | component | StrictComfortDemandController | heating_disabled_above_running_mean_outdoor_temperature_in_celsius | 18
2026-07-31 12:42:32 UTC | bo03_03_CH_ZUESTA | bo03 | 03_CH | ZUESTA | component | StrictComfortDemandController | cooling_enabled_above_running_mean_outdoor_temperature_in_celsius | 22
2026-07-31 12:42:32 UTC | bo03_03_CH_ZUESTA | bo03 | 03_CH | ZUESTA | component | ComfortBandHeatingDemand | building_name | BUI1
2026-07-31 12:42:32 UTC | bo03_03_CH_ZUESTA | bo03 | 03_CH | ZUESTA | component | ComfortBandHeatingDemand | name | ComfortBandHeatingDemand
2026-07-31 12:42:32 UTC | bo03_03_CH_ZUESTA | bo03 | 03_CH | ZUESTA | component | ComfortBandHeatingDemand | max_heating_power_in_watt | 10601.2
2026-07-31 12:42:32 UTC | bo03_03_CH_ZUESTA | bo03 | 03_CH | ZUESTA | component | ComfortBandHeatingDemand | proportional_gain_in_watt_per_kelvin | 21202.5
2026-07-31 12:42:32 UTC | bo03_03_CH_ZUESTA | bo03 | 03_CH | ZUESTA | component | StrictComfortSetpointModifier | building_name | BUI1
2026-07-31 12:42:32 UTC | bo03_03_CH_ZUESTA | bo03 | 03_CH | ZUESTA | component | StrictComfortSetpointModifier | name | StrictComfortSetpointModifier
2026-07-31 12:42:32 UTC | bo03_03_CH_ZUESTA | bo03 | 03_CH | ZUESTA | component | StrictComfortSetpointModifier | base_heating_setpoint_in_celsius | 20.5
2026-07-31 12:42:32 UTC | bo03_03_CH_ZUESTA | bo03 | 03_CH | ZUESTA | component | StrictComfortSetpointModifier | recovery_gain | 5
2026-07-31 12:42:32 UTC | bo03_03_CH_ZUESTA | bo03 | 03_CH | ZUESTA | component | StrictComfortSetpointModifier | max_recovery_boost_in_celsius | 5
2026-07-31 12:42:32 UTC | bo03_03_CH_ZUESTA | bo03 | 03_CH | ZUESTA | component | StrictComfortSetpointModifier | clamp_min_modifier_in_celsius
2026-07-31 12:42:32 UTC | bo03_03_CH_ZUESTA | bo03 | 03_CH | ZUESTA | component | StrictComfortSetpointModifier | clamp_max_modifier_in_celsius | 15
2026-07-31 12:42:32 UTC | bo03_03_CH_ZUESTA | bo03 | 03_CH | ZUESTA | component | HeatDistributionController | building_name | BUI1
2026-07-31 12:42:32 UTC | bo03_03_CH_ZUESTA | bo03 | 03_CH | ZUESTA | component | HeatDistributionController | name | HeatDistributionController
2026-07-31 12:42:32 UTC | bo03_03_CH_ZUESTA | bo03 | 03_CH | ZUESTA | component | HeatDistributionController | heating_system | HeatDistributionSystemType.FLOORHEATING
2026-07-31 12:42:32 UTC | bo03_03_CH_ZUESTA | bo03 | 03_CH | ZUESTA | component | HeatDistributionController | set_heating_threshold_outside_temperature_in_celsius | 16
2026-07-31 12:42:32 UTC | bo03_03_CH_ZUESTA | bo03 | 03_CH | ZUESTA | component | HeatDistributionController | heating_reference_temperature_in_celsius | -8
2026-07-31 12:42:32 UTC | bo03_03_CH_ZUESTA | bo03 | 03_CH | ZUESTA | component | HeatDistributionController | set_heating_temperature_for_building_in_celsius | 20.5
2026-07-31 12:42:32 UTC | bo03_03_CH_ZUESTA | bo03 | 03_CH | ZUESTA | component | HeatDistributionController | set_cooling_temperature_for_building_in_celsius | 25
2026-07-31 12:42:32 UTC | bo03_03_CH_ZUESTA | bo03 | 03_CH | ZUESTA | component | HeatDistributionController | heating_load_of_building_in_watt | 10601.2
2026-07-31 12:42:32 UTC | bo03_03_CH_ZUESTA | bo03 | 03_CH | ZUESTA | heat_distribution | HeatDistributionSystem | absolute_conditioned_floor_area_in_m2 | 18
2026-07-31 12:42:32 UTC | bo03_03_CH_ZUESTA | bo03 | 03_CH | ZUESTA | component | SplitACController | building_name | BUI1
2026-07-31 12:42:32 UTC | bo03_03_CH_ZUESTA | bo03 | 03_CH | ZUESTA | component | SplitACController | name | SplitACController
2026-07-31 12:42:32 UTC | bo03_03_CH_ZUESTA | bo03 | 03_CH | ZUESTA | component | SplitACController | heating_set_temperature_deg_c
2026-07-31 12:42:32 UTC | bo03_03_CH_ZUESTA | bo03 | 03_CH | ZUESTA | component | SplitACController | cooling_set_temperature_deg_c | 25
2026-07-31 12:42:32 UTC | bo03_03_CH_ZUESTA | bo03 | 03_CH | ZUESTA | component | SplitACController | minimum_runtime_s | 1800
2026-07-31 12:42:32 UTC | bo03_03_CH_ZUESTA | bo03 | 03_CH | ZUESTA | component | SplitACController | minimum_idle_time_s | 900
2026-07-31 12:42:32 UTC | bo03_03_CH_ZUESTA | bo03 | 03_CH | ZUESTA | component | SplitACController | offset | 5
2026-07-31 12:42:32 UTC | bo03_03_CH_ZUESTA | bo03 | 03_CH | ZUESTA | component | SplitACController | temperature_difference_full_power_deg_c | 3
2026-07-31 12:42:32 UTC | bo03_03_CH_ZUESTA | bo03 | 03_CH | ZUESTA | component | SplitACController | minimum_modulation
2026-07-31 12:42:32 UTC | bo03_03_CH_ZUESTA | bo03 | 03_CH | ZUESTA | component | ComfortBandCoolingDemand | building_name | BUI1
2026-07-31 12:42:32 UTC | bo03_03_CH_ZUESTA | bo03 | 03_CH | ZUESTA | component | ComfortBandCoolingDemand | name | ComfortBandCoolingDemand
2026-07-31 12:42:32 UTC | bo03_03_CH_ZUESTA | bo03 | 03_CH | ZUESTA | component | ComfortBandCoolingDemand | max_cooling_power_in_watt | 1484
2026-07-31 12:42:32 UTC | bo03_03_CH_ZUESTA | bo03 | 03_CH | ZUESTA | component | ComfortBandCoolingDemand | proportional_gain_in_watt_per_kelvin | 4
2026-07-31 12:42:32 UTC | bo03_03_CH_ZUESTA | bo03 | 03_CH | ZUESTA | component | ComfortBandCoolingDemand | relaxation_factor | 0.55
2026-07-31 12:42:32 UTC | bo03_03_CH_ZUESTA | bo03 | 03_CH | ZUESTA | component | ComfortBandCoolingDemand | theoretical_blend | comfort_only
2026-07-31 12:42:32 UTC | bo03_03_CH_ZUESTA | bo03 | 03_CH | ZUESTA | component | SplitAC | building_name | BUI1
2026-07-31 12:42:32 UTC | bo03_03_CH_ZUESTA | bo03 | 03_CH | ZUESTA | component | SplitAC | name | SplitAC
2026-07-31 12:42:32 UTC | bo03_03_CH_ZUESTA | bo03 | 03_CH | ZUESTA | component | SplitAC | manufacturer | Panasonic
2026-07-31 12:42:32 UTC | bo03_03_CH_ZUESTA | bo03 | 03_CH | ZUESTA | component | SplitAC | model_name | CS-RE18JKE/CU-RE18JKE
2026-07-31 12:42:32 UTC | bo03_03_CH_ZUESTA | bo03 | 03_CH | ZUESTA | component | SplitAC | scale_factor | 0.1652
2026-07-31 12:42:32 UTC | bo03_03_CH_ZUESTA | bo03 | 03_CH | ZUESTA | component | SplitAC | investment_costs_in_euro | 4899
2026-07-31 12:42:32 UTC | bo03_03_CH_ZUESTA | bo03 | 03_CH | ZUESTA | component | SplitAC | lifetime_in_years | 12
2026-07-31 12:42:32 UTC | bo03_03_CH_ZUESTA | bo03 | 03_CH | ZUESTA | component | SplitAC | co2_emissions_kg_co2_eq | 165.8
2026-07-31 12:42:32 UTC | bo03_03_CH_ZUESTA | bo03 | 03_CH | ZUESTA | component | SplitAC | maintenance_costs_in_euro_per_year | 245
2026-07-31 12:42:32 UTC | bo03_03_CH_ZUESTA | bo03 | 03_CH | ZUESTA | component | BuildingThermalPowerSum | building_name | BUI1
2026-07-31 12:42:32 UTC | bo03_03_CH_ZUESTA | bo03 | 03_CH | ZUESTA | component | BuildingThermalPowerSum | name | BuildingThermalPowerSum
2026-07-31 12:42:32 UTC | bo03_03_CH_ZUESTA | bo03 | 03_CH | ZUESTA | component | BuildingThermalPowerSum | loadtype | LoadTypes.ANY
2026-07-31 12:42:32 UTC | bo03_03_CH_ZUESTA | bo03 | 03_CH | ZUESTA | component | BuildingThermalPowerSum | unit | Units.WATT
2026-07-31 12:42:32 UTC | bo03_03_CH_ZUESTA | bo03 | 03_CH | ZUESTA | component | HeatGeneratorTotalThermalPower | building_name | BUI1
2026-07-31 12:42:32 UTC | bo03_03_CH_ZUESTA | bo03 | 03_CH | ZUESTA | component | HeatGeneratorTotalThermalPower | name | HeatGeneratorTotalThermalPower
2026-07-31 12:42:32 UTC | bo03_03_CH_ZUESTA | bo03 | 03_CH | ZUESTA | component | HeatGeneratorTotalThermalPower | loadtype | LoadTypes.ANY
2026-07-31 12:42:32 UTC | bo03_03_CH_ZUESTA | bo03 | 03_CH | ZUESTA | component | HeatGeneratorTotalThermalPower | unit | Units.WATT
2026-07-31 12:42:32 UTC | bo03_03_CH_ZUESTA | bo03 | 03_CH | ZUESTA | component | HeatGeneratorPlantDhwThermalPower | building_name | BUI1
2026-07-31 12:42:32 UTC | bo03_03_CH_ZUESTA | bo03 | 03_CH | ZUESTA | component | HeatGeneratorPlantDhwThermalPower | name | HeatGeneratorPlantDhwThermalPower
2026-07-31 12:42:32 UTC | bo03_03_CH_ZUESTA | bo03 | 03_CH | ZUESTA | component | HeatGeneratorPlantDhwThermalPower | loadtype | LoadTypes.ANY
2026-07-31 12:42:32 UTC | bo03_03_CH_ZUESTA | bo03 | 03_CH | ZUESTA | component | HeatGeneratorPlantDhwThermalPower | unit | Units.WATT
2026-07-31 12:42:32 UTC | bo03_03_CH_ZUESTA | bo03 | 03_CH | ZUESTA | component | SolarDhwThermalPower | building_name | BUI1
2026-07-31 12:42:32 UTC | bo03_03_CH_ZUESTA | bo03 | 03_CH | ZUESTA | component | SolarDhwThermalPower | name | SolarDhwThermalPower
2026-07-31 12:42:32 UTC | bo03_03_CH_ZUESTA | bo03 | 03_CH | ZUESTA | component | SolarDhwThermalPower | value_watt
2026-07-31 12:42:32 UTC | bo03_03_CH_ZUESTA | bo03 | 03_CH | ZUESTA | component | SolarDhwThermalPower | loadtype | LoadTypes.ANY
2026-07-31 12:42:32 UTC | bo03_03_CH_ZUESTA | bo03 | 03_CH | ZUESTA | component | SolarDhwThermalPower | unit | Units.WATT
2026-07-31 12:42:32 UTC | bo03_03_CH_ZUESTA | bo03 | 03_CH | ZUESTA | thermal_storage | SimpleHotWaterStorage | volume_heating_water_storage_in_liter | 530.1
2026-07-31 12:42:32 UTC | bo03_03_CH_ZUESTA | bo03 | 03_CH | ZUESTA | component | BufferRemainingCapacity60C | building_name | BUI1
2026-07-31 12:42:32 UTC | bo03_03_CH_ZUESTA | bo03 | 03_CH | ZUESTA | component | BufferRemainingCapacity60C | name | BufferRemainingCapacity60C
2026-07-31 12:42:32 UTC | bo03_03_CH_ZUESTA | bo03 | 03_CH | ZUESTA | component | BufferRemainingCapacity60C | volume_heating_water_storage_in_liter | 530.1
2026-07-31 12:42:32 UTC | bo03_03_CH_ZUESTA | bo03 | 03_CH | ZUESTA | component | BufferRemainingCapacity60C | max_temperature_in_celsius | 6
2026-07-31 12:42:32 UTC | bo03_03_CH_ZUESTA | bo03 | 03_CH | ZUESTA | component | BufferRemainingCapacity60C | water_density_kg_per_liter | 0.992
2026-07-31 12:42:32 UTC | bo03_03_CH_ZUESTA | bo03 | 03_CH | ZUESTA | component | BufferRemainingCapacity60C | water_specific_heat_capacity_j_per_kg_per_k | 4180
2026-07-31 12:42:32 UTC | bo03_03_CH_ZUESTA | bo03 | 03_CH | ZUESTA | component | OilBoilerController | building_name | BUI1
2026-07-31 12:42:32 UTC | bo03_03_CH_ZUESTA | bo03 | 03_CH | ZUESTA | component | OilBoilerController | name | OilBoilerController
2026-07-31 12:42:32 UTC | bo03_03_CH_ZUESTA | bo03 | 03_CH | ZUESTA | component | OilBoilerController | is_modulating | true
2026-07-31 12:42:32 UTC | bo03_03_CH_ZUESTA | bo03 | 03_CH | ZUESTA | component | OilBoilerController | set_heating_threshold_outside_temperature_in_celsius | 16
2026-07-31 12:42:32 UTC | bo03_03_CH_ZUESTA | bo03 | 03_CH | ZUESTA | component | OilBoilerController | minimal_thermal_power_in_watt | 0
2026-07-31 12:42:32 UTC | bo03_03_CH_ZUESTA | bo03 | 03_CH | ZUESTA | component | OilBoilerController | maximal_thermal_power_in_watt | 7020
2026-07-31 12:42:32 UTC | bo03_03_CH_ZUESTA | bo03 | 03_CH | ZUESTA | component | OilBoilerController | set_temperature_difference_for_full_power | 5
2026-07-31 12:42:32 UTC | bo03_03_CH_ZUESTA | bo03 | 03_CH | ZUESTA | component | OilBoilerController | minimum_runtime_in_seconds | 1800
2026-07-31 12:42:32 UTC | bo03_03_CH_ZUESTA | bo03 | 03_CH | ZUESTA | component | OilBoilerController | minimum_resting_time_in_seconds | 1800
2026-07-31 12:42:32 UTC | bo03_03_CH_ZUESTA | bo03 | 03_CH | ZUESTA | component | OilBoilerController | with_domestic_hot_water_preparation | true
2026-07-31 12:42:32 UTC | bo03_03_CH_ZUESTA | bo03 | 03_CH | ZUESTA | component | OilBoilerController | secondary_mode | false
2026-07-31 12:42:32 UTC | bo03_03_CH_ZUESTA | bo03 | 03_CH | ZUESTA | component | OilBoilerController | hysteresis_water_temperature_offset | 10
2026-07-31 12:42:32 UTC | bo03_03_CH_ZUESTA | bo03 | 03_CH | ZUESTA | component | OilBoilerController | seasonal_modulation_minimum_enabled | false
2026-07-31 12:42:32 UTC | bo03_03_CH_ZUESTA | bo03 | 03_CH | ZUESTA | component | OilBoilerController | winter_modulation_minimum_thermal_power_in_watt
2026-07-31 12:42:32 UTC | bo03_03_CH_ZUESTA | bo03 | 03_CH | ZUESTA | component | OilBoilerController | summer_modulation_minimum_thermal_power_in_watt
2026-07-31 12:42:32 UTC | bo03_03_CH_ZUESTA | bo03 | 03_CH | ZUESTA | component | OilBoilerController | summer_modulation_daily_avg_outdoor_temperature_threshold_celsius | 16
2026-07-31 12:42:32 UTC | bo03_03_CH_ZUESTA | bo03 | 03_CH | ZUESTA | heat_generator | OilBoiler | minimal_thermal_power_in_watt | 0
2026-07-31 12:42:32 UTC | bo03_03_CH_ZUESTA | bo03 | 03_CH | ZUESTA | heat_generator | OilBoiler | maximal_thermal_power_in_watt | 7020
2026-07-31 12:42:32 UTC | bo03_03_CH_ZUESTA | bo03 | 03_CH | ZUESTA | heat_generator | OilBoiler | eff_th_min | 0.6
2026-07-31 12:42:32 UTC | bo03_03_CH_ZUESTA | bo03 | 03_CH | ZUESTA | heat_generator | OilBoiler | eff_th_max | 0.9
2026-07-31 12:42:32 UTC | bo03_03_CH_ZUESTA | bo03 | 03_CH | ZUESTA | heat_generator | OilBoiler | boiler_type | BoilerType.CONVENTIONAL
2026-07-31 12:42:32 UTC | bo03_03_CH_ZUESTA | bo03 | 03_CH | ZUESTA | heat_generator | OilBoiler | energy_carrier | LoadTypes.OIL
2026-07-31 12:42:32 UTC | bo03_03_CH_ZUESTA | bo03 | 03_CH | ZUESTA | component | FuelMeter | building_name | BUI1
2026-07-31 12:42:32 UTC | bo03_03_CH_ZUESTA | bo03 | 03_CH | ZUESTA | component | FuelMeter | name | FuelMeter
2026-07-31 12:42:32 UTC | bo03_03_CH_ZUESTA | bo03 | 03_CH | ZUESTA | component | FuelMeter | fuel_loadtype | LoadTypes.OIL
2026-07-31 12:42:32 UTC | bo03_03_CH_ZUESTA | bo03 | 03_CH | ZUESTA | component | FuelMeter | heating_value_of_fuel_in_kwh_per_liter | 9.822
2026-07-31 12:42:32 UTC | bo03_03_CH_ZUESTA | bo03 | 03_CH | ZUESTA | component | FuelMeter | fuel_density_in_kg_per_m3 | 83
2026-07-31 12:42:32 UTC | bo03_03_CH_ZUESTA | bo03 | 03_CH | ZUESTA | component | FlexibilityPotential | building_name | BUI1
2026-07-31 12:42:32 UTC | bo03_03_CH_ZUESTA | bo03 | 03_CH | ZUESTA | component | FlexibilityPotential | name | FlexibilityPotential
2026-07-31 12:42:32 UTC | bo03_03_CH_ZUESTA | bo03 | 03_CH | ZUESTA | component | FlexibilityPotential | fallback_heating_cop | 1
2026-07-31 12:42:32 UTC | bo03_03_CH_ZUESTA | bo03 | 03_CH | ZUESTA | component | FlexibilityPotential | fallback_cooling_eer
2026-07-31 12:42:32 UTC | bo03_04_CH_ZUESTA | bo03 | 04_CH | ZUESTA | simulation | SimulationParameters | year | 2050
2026-07-31 12:42:32 UTC | bo03_04_CH_ZUESTA | bo03 | 04_CH | ZUESTA | simulation | SimulationParameters | seconds_per_timestep | 9 | s
2026-07-31 12:42:32 UTC | bo03_04_CH_ZUESTA | bo03 | 04_CH | ZUESTA | simulation | SimulationParameters | country | CH
2026-07-31 12:42:32 UTC | bo03_04_CH_ZUESTA | bo03 | 04_CH | ZUESTA | cli | cli_overrides | ARCH | 04_CH
2026-07-31 12:42:32 UTC | bo03_04_CH_ZUESTA | bo03 | 04_CH | ZUESTA | cli | cli_overrides | WEATHER | ZUESTA
2026-07-31 12:42:32 UTC | bo03_04_CH_ZUESTA | bo03 | 04_CH | ZUESTA | cli | cli_overrides | TIME_HORIZON | future
2026-07-31 12:42:32 UTC | bo03_04_CH_ZUESTA | bo03 | 04_CH | ZUESTA | cli | cli_overrides | SCENARIO | none
2026-07-31 12:42:32 UTC | bo03_04_CH_ZUESTA | bo03 | 04_CH | ZUESTA | cli | cli_overrides | OCC | SIA2024
2026-07-31 12:42:32 UTC | bo03_04_CH_ZUESTA | bo03 | 04_CH | ZUESTA | cli | cli_overrides | HEATGEN_SIZING | IDEAL_LOOKUP
2026-07-31 12:42:32 UTC | bo03_04_CH_ZUESTA | bo03 | 04_CH | ZUESTA | cli | cli_overrides | HP_SHARE_OF_IDEAL | 0.8
2026-07-31 12:42:32 UTC | bo03_04_CH_ZUESTA | bo03 | 04_CH | ZUESTA | internal_loads | SIA2024Occupancy | conditioned_floor_area_in_m2 | 19
2026-07-31 12:42:32 UTC | bo03_04_CH_ZUESTA | bo03 | 04_CH | ZUESTA | internal_loads | SIA2024Occupancy | appliances_load_w_per_m2 | 1
2026-07-31 12:42:32 UTC | bo03_04_CH_ZUESTA | bo03 | 04_CH | ZUESTA | internal_loads | SIA2024Occupancy | lighting_load_w_per_m2 | 3
2026-07-31 12:42:32 UTC | bo03_04_CH_ZUESTA | bo03 | 04_CH | ZUESTA | internal_loads | SIA2024Occupancy | lighting_annual_full_load_hours | 846
2026-07-31 12:42:32 UTC | bo03_04_CH_ZUESTA | bo03 | 04_CH | ZUESTA | internal_loads | SIA2024Occupancy | appliances_yearly_utilization_per_month | 0.7995
2026-07-31 12:42:32 UTC | bo03_04_CH_ZUESTA | bo03 | 04_CH | ZUESTA | weather | Weather | source_path | C:\Users\het\HiSim\hisim\inputs\weather\custom_csv\Zurich\NABZUE_2060_RCP85_DRY.csv
2026-07-31 12:42:32 UTC | bo03_04_CH_ZUESTA | bo03 | 04_CH | ZUESTA | weather | Weather | location | Zurich
2026-07-31 12:42:32 UTC | bo03_04_CH_ZUESTA | bo03 | 04_CH | ZUESTA | weather | Weather | name | Weather
2026-07-31 12:42:32 UTC | bo03_04_CH_ZUESTA | bo03 | 04_CH | ZUESTA | pv | PVSystem | power_in_watt | 14347.1
2026-07-31 12:42:32 UTC | bo03_04_CH_ZUESTA | bo03 | 04_CH | ZUESTA | pv | PVSystem | tilt | 30
2026-07-31 12:42:32 UTC | bo03_04_CH_ZUESTA | bo03 | 04_CH | ZUESTA | pv | PVSystem | azimuth | 180
2026-07-31 12:42:32 UTC | bo03_04_CH_ZUESTA | bo03 | 04_CH | ZUESTA | pv | PVSystem | location | ZUESTA
2026-07-31 12:42:32 UTC | bo03_04_CH_ZUESTA | bo03 | 04_CH | ZUESTA | component | ElectricityMeter | building_name | BUI1
2026-07-31 12:42:32 UTC | bo03_04_CH_ZUESTA | bo03 | 04_CH | ZUESTA | component | ElectricityMeter | name | ElectricityMeter
2026-07-31 12:42:32 UTC | bo03_04_CH_ZUESTA | bo03 | 04_CH | ZUESTA | building | Building | building_name | 1961_1970
2026-07-31 12:42:32 UTC | bo03_04_CH_ZUESTA | bo03 | 04_CH | ZUESTA | building | Building | building_code | AT.N.SFH.04.Gen.ReEx.001.002
2026-07-31 12:42:32 UTC | bo03_04_CH_ZUESTA | bo03 | 04_CH | ZUESTA | building | Building | building_heat_capacity_class | heavy
2026-07-31 12:42:32 UTC | bo03_04_CH_ZUESTA | bo03 | 04_CH | ZUESTA | building | Building | absolute_conditioned_floor_area_in_m2 | 190
2026-07-31 12:42:32 UTC | bo03_04_CH_ZUESTA | bo03 | 04_CH | ZUESTA | building | Building | heating_reference_temperature_in_celsius | -8
2026-07-31 12:42:32 UTC | bo03_04_CH_ZUESTA | bo03 | 04_CH | ZUESTA | building | Building | floor_u_value_in_watt_per_m2_per_kelvin | 1
2026-07-31 12:42:32 UTC | bo03_04_CH_ZUESTA | bo03 | 04_CH | ZUESTA | building | Building | floor_area_in_m2 | 99.2
2026-07-31 12:42:32 UTC | bo03_04_CH_ZUESTA | bo03 | 04_CH | ZUESTA | building | Building | facade_u_value_in_watt_per_m2_per_kelvin | 0.7
2026-07-31 12:42:32 UTC | bo03_04_CH_ZUESTA | bo03 | 04_CH | ZUESTA | building | Building | facade_area_in_m2 | 163.4
2026-07-31 12:42:32 UTC | bo03_04_CH_ZUESTA | bo03 | 04_CH | ZUESTA | building | Building | roof_u_value_in_watt_per_m2_per_kelvin | 0.47
2026-07-31 12:42:32 UTC | bo03_04_CH_ZUESTA | bo03 | 04_CH | ZUESTA | building | Building | roof_area_in_m2 | 108.8
2026-07-31 12:42:32 UTC | bo03_04_CH_ZUESTA | bo03 | 04_CH | ZUESTA | building | Building | window_u_value_in_watt_per_m2_per_kelvin | 1.7
2026-07-31 12:42:32 UTC | bo03_04_CH_ZUESTA | bo03 | 04_CH | ZUESTA | building | Building | window_area_in_m2 | 30.4
2026-07-31 12:42:32 UTC | bo03_04_CH_ZUESTA | bo03 | 04_CH | ZUESTA | building | Building | door_u_value_in_watt_per_m2_per_kelvin
2026-07-31 12:42:32 UTC | bo03_04_CH_ZUESTA | bo03 | 04_CH | ZUESTA | building | Building | door_area_in_m2
2026-07-31 12:42:32 UTC | bo03_04_CH_ZUESTA | bo03 | 04_CH | ZUESTA | building | Building | set_heating_temperature_in_celsius | 20.5
2026-07-31 12:42:32 UTC | bo03_04_CH_ZUESTA | bo03 | 04_CH | ZUESTA | building | Building | set_cooling_temperature_in_celsius | 25
2026-07-31 12:42:32 UTC | bo03_04_CH_ZUESTA | bo03 | 04_CH | ZUESTA | building | Building | natural_ventilation_m3_per_h_per_person | 29
2026-07-31 12:42:32 UTC | bo03_04_CH_ZUESTA | bo03 | 04_CH | ZUESTA | building | Building | sia_natural_ventilation_m3_per_h_per_m2 | 0.6
2026-07-31 12:42:32 UTC | bo03_04_CH_ZUESTA | bo03 | 04_CH | ZUESTA | building | Building | swiss_infiltration_rate_per_h | 0.3
2026-07-31 12:42:32 UTC | bo03_04_CH_ZUESTA | bo03 | 04_CH | ZUESTA | building | Building | heating_demand_mode | iso13790
2026-07-31 12:42:32 UTC | bo03_04_CH_ZUESTA | bo03 | 04_CH | ZUESTA | building | Building | operative_heating_proportional_band_in_celsius | 1
2026-07-31 12:42:32 UTC | bo03_04_CH_ZUESTA | bo03 | 04_CH | ZUESTA | building | Building | operative_heating_proportional_gain | 1
2026-07-31 12:42:32 UTC | bo03_04_CH_ZUESTA | bo03 | 04_CH | ZUESTA | building | Building | control_comfort_lower_bound_shift_in_celsius
2026-07-31 12:42:32 UTC | bo03_04_CH_ZUESTA | bo03 | 04_CH | ZUESTA | building | Building | comfort_aware_seasonal_heating_gate | true
2026-07-31 12:42:32 UTC | bo03_04_CH_ZUESTA | bo03 | 04_CH | ZUESTA | component | StrictComfortDemandController | building_name | BUI1
2026-07-31 12:42:32 UTC | bo03_04_CH_ZUESTA | bo03 | 04_CH | ZUESTA | component | StrictComfortDemandController | name | StrictComfortDemandController
2026-07-31 12:42:32 UTC | bo03_04_CH_ZUESTA | bo03 | 04_CH | ZUESTA | component | StrictComfortDemandController | temperature_air_heating_in_celsius | 20.5
2026-07-31 12:42:32 UTC | bo03_04_CH_ZUESTA | bo03 | 04_CH | ZUESTA | component | StrictComfortDemandController | temperature_air_cooling_in_celsius | 24
2026-07-31 12:42:32 UTC | bo03_04_CH_ZUESTA | bo03 | 04_CH | ZUESTA | component | StrictComfortDemandController | offset | 0.5
2026-07-31 12:42:32 UTC | bo03_04_CH_ZUESTA | bo03 | 04_CH | ZUESTA | component | StrictComfortDemandController | mode | 2
2026-07-31 12:42:32 UTC | bo03_04_CH_ZUESTA | bo03 | 04_CH | ZUESTA | component | StrictComfortDemandController | use_adaptive_comfort_band | true
2026-07-31 12:42:32 UTC | bo03_04_CH_ZUESTA | bo03 | 04_CH | ZUESTA | component | StrictComfortDemandController | control_strategy | strict_comfort_band_v1
2026-07-31 12:42:32 UTC | bo03_04_CH_ZUESTA | bo03 | 04_CH | ZUESTA | component | StrictComfortDemandController | comfort_band_inner_offset_in_celsius | 0.5
2026-07-31 12:42:32 UTC | bo03_04_CH_ZUESTA | bo03 | 04_CH | ZUESTA | component | StrictComfortDemandController | comfort_band_inner_offset_lower_in_celsius | 1
2026-07-31 12:42:32 UTC | bo03_04_CH_ZUESTA | bo03 | 04_CH | ZUESTA | component | StrictComfortDemandController | comfort_band_inner_offset_upper_in_celsius | 0.5
2026-07-31 12:42:32 UTC | bo03_04_CH_ZUESTA | bo03 | 04_CH | ZUESTA | component | StrictComfortDemandController | heating_disabled_above_running_mean_outdoor_temperature_in_celsius | 18
2026-07-31 12:42:32 UTC | bo03_04_CH_ZUESTA | bo03 | 04_CH | ZUESTA | component | StrictComfortDemandController | cooling_enabled_above_running_mean_outdoor_temperature_in_celsius | 22
2026-07-31 12:42:32 UTC | bo03_04_CH_ZUESTA | bo03 | 04_CH | ZUESTA | component | ComfortBandHeatingDemand | building_name | BUI1
2026-07-31 12:42:32 UTC | bo03_04_CH_ZUESTA | bo03 | 04_CH | ZUESTA | component | ComfortBandHeatingDemand | name | ComfortBandHeatingDemand
2026-07-31 12:42:32 UTC | bo03_04_CH_ZUESTA | bo03 | 04_CH | ZUESTA | component | ComfortBandHeatingDemand | max_heating_power_in_watt | 10850.1
2026-07-31 12:42:32 UTC | bo03_04_CH_ZUESTA | bo03 | 04_CH | ZUESTA | component | ComfortBandHeatingDemand | proportional_gain_in_watt_per_kelvin | 21700.3
2026-07-31 12:42:32 UTC | bo03_04_CH_ZUESTA | bo03 | 04_CH | ZUESTA | component | StrictComfortSetpointModifier | building_name | BUI1
2026-07-31 12:42:32 UTC | bo03_04_CH_ZUESTA | bo03 | 04_CH | ZUESTA | component | StrictComfortSetpointModifier | name | StrictComfortSetpointModifier
2026-07-31 12:42:32 UTC | bo03_04_CH_ZUESTA | bo03 | 04_CH | ZUESTA | component | StrictComfortSetpointModifier | base_heating_setpoint_in_celsius | 20.5
2026-07-31 12:42:32 UTC | bo03_04_CH_ZUESTA | bo03 | 04_CH | ZUESTA | component | StrictComfortSetpointModifier | recovery_gain | 5
2026-07-31 12:42:32 UTC | bo03_04_CH_ZUESTA | bo03 | 04_CH | ZUESTA | component | StrictComfortSetpointModifier | max_recovery_boost_in_celsius | 5
2026-07-31 12:42:32 UTC | bo03_04_CH_ZUESTA | bo03 | 04_CH | ZUESTA | component | StrictComfortSetpointModifier | clamp_min_modifier_in_celsius
2026-07-31 12:42:32 UTC | bo03_04_CH_ZUESTA | bo03 | 04_CH | ZUESTA | component | StrictComfortSetpointModifier | clamp_max_modifier_in_celsius | 15
2026-07-31 12:42:32 UTC | bo03_04_CH_ZUESTA | bo03 | 04_CH | ZUESTA | component | HeatDistributionController | building_name | BUI1
2026-07-31 12:42:32 UTC | bo03_04_CH_ZUESTA | bo03 | 04_CH | ZUESTA | component | HeatDistributionController | name | HeatDistributionController
2026-07-31 12:42:32 UTC | bo03_04_CH_ZUESTA | bo03 | 04_CH | ZUESTA | component | HeatDistributionController | heating_system | HeatDistributionSystemType.FLOORHEATING
2026-07-31 12:42:32 UTC | bo03_04_CH_ZUESTA | bo03 | 04_CH | ZUESTA | component | HeatDistributionController | set_heating_threshold_outside_temperature_in_celsius | 16
2026-07-31 12:42:32 UTC | bo03_04_CH_ZUESTA | bo03 | 04_CH | ZUESTA | component | HeatDistributionController | heating_reference_temperature_in_celsius | -8
2026-07-31 12:42:32 UTC | bo03_04_CH_ZUESTA | bo03 | 04_CH | ZUESTA | component | HeatDistributionController | set_heating_temperature_for_building_in_celsius | 20.5
2026-07-31 12:42:32 UTC | bo03_04_CH_ZUESTA | bo03 | 04_CH | ZUESTA | component | HeatDistributionController | set_cooling_temperature_for_building_in_celsius | 25
2026-07-31 12:42:32 UTC | bo03_04_CH_ZUESTA | bo03 | 04_CH | ZUESTA | component | HeatDistributionController | heating_load_of_building_in_watt | 10850.1
2026-07-31 12:42:32 UTC | bo03_04_CH_ZUESTA | bo03 | 04_CH | ZUESTA | heat_distribution | HeatDistributionSystem | absolute_conditioned_floor_area_in_m2 | 19
2026-07-31 12:42:32 UTC | bo03_04_CH_ZUESTA | bo03 | 04_CH | ZUESTA | component | SplitACController | building_name | BUI1
2026-07-31 12:42:32 UTC | bo03_04_CH_ZUESTA | bo03 | 04_CH | ZUESTA | component | SplitACController | name | SplitACController
2026-07-31 12:42:32 UTC | bo03_04_CH_ZUESTA | bo03 | 04_CH | ZUESTA | component | SplitACController | heating_set_temperature_deg_c
2026-07-31 12:42:32 UTC | bo03_04_CH_ZUESTA | bo03 | 04_CH | ZUESTA | component | SplitACController | cooling_set_temperature_deg_c | 25
2026-07-31 12:42:32 UTC | bo03_04_CH_ZUESTA | bo03 | 04_CH | ZUESTA | component | SplitACController | minimum_runtime_s | 1800
2026-07-31 12:42:32 UTC | bo03_04_CH_ZUESTA | bo03 | 04_CH | ZUESTA | component | SplitACController | minimum_idle_time_s | 900
2026-07-31 12:42:32 UTC | bo03_04_CH_ZUESTA | bo03 | 04_CH | ZUESTA | component | SplitACController | offset | 5
2026-07-31 12:42:32 UTC | bo03_04_CH_ZUESTA | bo03 | 04_CH | ZUESTA | component | SplitACController | temperature_difference_full_power_deg_c | 3
2026-07-31 12:42:32 UTC | bo03_04_CH_ZUESTA | bo03 | 04_CH | ZUESTA | component | SplitACController | minimum_modulation
2026-07-31 12:42:32 UTC | bo03_04_CH_ZUESTA | bo03 | 04_CH | ZUESTA | component | ComfortBandCoolingDemand | building_name | BUI1
2026-07-31 12:42:32 UTC | bo03_04_CH_ZUESTA | bo03 | 04_CH | ZUESTA | component | ComfortBandCoolingDemand | name | ComfortBandCoolingDemand
2026-07-31 12:42:32 UTC | bo03_04_CH_ZUESTA | bo03 | 04_CH | ZUESTA | component | ComfortBandCoolingDemand | max_cooling_power_in_watt | 1520
2026-07-31 12:42:32 UTC | bo03_04_CH_ZUESTA | bo03 | 04_CH | ZUESTA | component | ComfortBandCoolingDemand | proportional_gain_in_watt_per_kelvin | 4
2026-07-31 12:42:32 UTC | bo03_04_CH_ZUESTA | bo03 | 04_CH | ZUESTA | component | ComfortBandCoolingDemand | relaxation_factor | 0.55
2026-07-31 12:42:32 UTC | bo03_04_CH_ZUESTA | bo03 | 04_CH | ZUESTA | component | ComfortBandCoolingDemand | theoretical_blend | comfort_only
2026-07-31 12:42:32 UTC | bo03_04_CH_ZUESTA | bo03 | 04_CH | ZUESTA | component | SplitAC | building_name | BUI1
2026-07-31 12:42:32 UTC | bo03_04_CH_ZUESTA | bo03 | 04_CH | ZUESTA | component | SplitAC | name | SplitAC
2026-07-31 12:42:32 UTC | bo03_04_CH_ZUESTA | bo03 | 04_CH | ZUESTA | component | SplitAC | manufacturer | Panasonic
2026-07-31 12:42:32 UTC | bo03_04_CH_ZUESTA | bo03 | 04_CH | ZUESTA | component | SplitAC | model_name | CS-RE18JKE/CU-RE18JKE
2026-07-31 12:42:32 UTC | bo03_04_CH_ZUESTA | bo03 | 04_CH | ZUESTA | component | SplitAC | scale_factor | 0.2358
2026-07-31 12:42:32 UTC | bo03_04_CH_ZUESTA | bo03 | 04_CH | ZUESTA | component | SplitAC | investment_costs_in_euro | 6800
2026-07-31 12:42:32 UTC | bo03_04_CH_ZUESTA | bo03 | 04_CH | ZUESTA | component | SplitAC | lifetime_in_years | 12
2026-07-31 12:42:32 UTC | bo03_04_CH_ZUESTA | bo03 | 04_CH | ZUESTA | component | SplitAC | co2_emissions_kg_co2_eq | 165.8
2026-07-31 12:42:32 UTC | bo03_04_CH_ZUESTA | bo03 | 04_CH | ZUESTA | component | SplitAC | maintenance_costs_in_euro_per_year | 34
2026-07-31 12:42:32 UTC | bo03_04_CH_ZUESTA | bo03 | 04_CH | ZUESTA | component | BuildingThermalPowerSum | building_name | BUI1
2026-07-31 12:42:32 UTC | bo03_04_CH_ZUESTA | bo03 | 04_CH | ZUESTA | component | BuildingThermalPowerSum | name | BuildingThermalPowerSum
2026-07-31 12:42:32 UTC | bo03_04_CH_ZUESTA | bo03 | 04_CH | ZUESTA | component | BuildingThermalPowerSum | loadtype | LoadTypes.ANY
2026-07-31 12:42:32 UTC | bo03_04_CH_ZUESTA | bo03 | 04_CH | ZUESTA | component | BuildingThermalPowerSum | unit | Units.WATT
2026-07-31 12:42:32 UTC | bo03_04_CH_ZUESTA | bo03 | 04_CH | ZUESTA | component | HeatGeneratorTotalThermalPower | building_name | BUI1
2026-07-31 12:42:32 UTC | bo03_04_CH_ZUESTA | bo03 | 04_CH | ZUESTA | component | HeatGeneratorTotalThermalPower | name | HeatGeneratorTotalThermalPower
2026-07-31 12:42:32 UTC | bo03_04_CH_ZUESTA | bo03 | 04_CH | ZUESTA | component | HeatGeneratorTotalThermalPower | loadtype | LoadTypes.ANY
2026-07-31 12:42:32 UTC | bo03_04_CH_ZUESTA | bo03 | 04_CH | ZUESTA | component | HeatGeneratorTotalThermalPower | unit | Units.WATT
2026-07-31 12:42:32 UTC | bo03_04_CH_ZUESTA | bo03 | 04_CH | ZUESTA | component | HeatGeneratorPlantDhwThermalPower | building_name | BUI1
2026-07-31 12:42:32 UTC | bo03_04_CH_ZUESTA | bo03 | 04_CH | ZUESTA | component | HeatGeneratorPlantDhwThermalPower | name | HeatGeneratorPlantDhwThermalPower
2026-07-31 12:42:32 UTC | bo03_04_CH_ZUESTA | bo03 | 04_CH | ZUESTA | component | HeatGeneratorPlantDhwThermalPower | loadtype | LoadTypes.ANY
2026-07-31 12:42:32 UTC | bo03_04_CH_ZUESTA | bo03 | 04_CH | ZUESTA | component | HeatGeneratorPlantDhwThermalPower | unit | Units.WATT
2026-07-31 12:42:32 UTC | bo03_04_CH_ZUESTA | bo03 | 04_CH | ZUESTA | component | SolarDhwThermalPower | building_name | BUI1
2026-07-31 12:42:32 UTC | bo03_04_CH_ZUESTA | bo03 | 04_CH | ZUESTA | component | SolarDhwThermalPower | name | SolarDhwThermalPower
2026-07-31 12:42:32 UTC | bo03_04_CH_ZUESTA | bo03 | 04_CH | ZUESTA | component | SolarDhwThermalPower | value_watt
2026-07-31 12:42:32 UTC | bo03_04_CH_ZUESTA | bo03 | 04_CH | ZUESTA | component | SolarDhwThermalPower | loadtype | LoadTypes.ANY
2026-07-31 12:42:32 UTC | bo03_04_CH_ZUESTA | bo03 | 04_CH | ZUESTA | component | SolarDhwThermalPower | unit | Units.WATT
2026-07-31 12:42:32 UTC | bo03_04_CH_ZUESTA | bo03 | 04_CH | ZUESTA | thermal_storage | SimpleHotWaterStorage | volume_heating_water_storage_in_liter | 542.5
2026-07-31 12:42:32 UTC | bo03_04_CH_ZUESTA | bo03 | 04_CH | ZUESTA | component | BufferRemainingCapacity60C | building_name | BUI1
2026-07-31 12:42:32 UTC | bo03_04_CH_ZUESTA | bo03 | 04_CH | ZUESTA | component | BufferRemainingCapacity60C | name | BufferRemainingCapacity60C
2026-07-31 12:42:32 UTC | bo03_04_CH_ZUESTA | bo03 | 04_CH | ZUESTA | component | BufferRemainingCapacity60C | volume_heating_water_storage_in_liter | 542.5
2026-07-31 12:42:32 UTC | bo03_04_CH_ZUESTA | bo03 | 04_CH | ZUESTA | component | BufferRemainingCapacity60C | max_temperature_in_celsius | 6
2026-07-31 12:42:32 UTC | bo03_04_CH_ZUESTA | bo03 | 04_CH | ZUESTA | component | BufferRemainingCapacity60C | water_density_kg_per_liter | 0.992
2026-07-31 12:42:32 UTC | bo03_04_CH_ZUESTA | bo03 | 04_CH | ZUESTA | component | BufferRemainingCapacity60C | water_specific_heat_capacity_j_per_kg_per_k | 4180
2026-07-31 12:42:32 UTC | bo03_04_CH_ZUESTA | bo03 | 04_CH | ZUESTA | component | OilBoilerController | building_name | BUI1
2026-07-31 12:42:32 UTC | bo03_04_CH_ZUESTA | bo03 | 04_CH | ZUESTA | component | OilBoilerController | name | OilBoilerController
2026-07-31 12:42:32 UTC | bo03_04_CH_ZUESTA | bo03 | 04_CH | ZUESTA | component | OilBoilerController | is_modulating | true
2026-07-31 12:42:32 UTC | bo03_04_CH_ZUESTA | bo03 | 04_CH | ZUESTA | component | OilBoilerController | set_heating_threshold_outside_temperature_in_celsius | 16
2026-07-31 12:42:32 UTC | bo03_04_CH_ZUESTA | bo03 | 04_CH | ZUESTA | component | OilBoilerController | minimal_thermal_power_in_watt | 0
2026-07-31 12:42:32 UTC | bo03_04_CH_ZUESTA | bo03 | 04_CH | ZUESTA | component | OilBoilerController | maximal_thermal_power_in_watt | 7330
2026-07-31 12:42:32 UTC | bo03_04_CH_ZUESTA | bo03 | 04_CH | ZUESTA | component | OilBoilerController | set_temperature_difference_for_full_power | 5
2026-07-31 12:42:32 UTC | bo03_04_CH_ZUESTA | bo03 | 04_CH | ZUESTA | component | OilBoilerController | minimum_runtime_in_seconds | 1800
2026-07-31 12:42:32 UTC | bo03_04_CH_ZUESTA | bo03 | 04_CH | ZUESTA | component | OilBoilerController | minimum_resting_time_in_seconds | 1800
2026-07-31 12:42:32 UTC | bo03_04_CH_ZUESTA | bo03 | 04_CH | ZUESTA | component | OilBoilerController | with_domestic_hot_water_preparation | true
2026-07-31 12:42:32 UTC | bo03_04_CH_ZUESTA | bo03 | 04_CH | ZUESTA | component | OilBoilerController | secondary_mode | false
2026-07-31 12:42:32 UTC | bo03_04_CH_ZUESTA | bo03 | 04_CH | ZUESTA | component | OilBoilerController | hysteresis_water_temperature_offset | 10
2026-07-31 12:42:32 UTC | bo03_04_CH_ZUESTA | bo03 | 04_CH | ZUESTA | component | OilBoilerController | seasonal_modulation_minimum_enabled | false
2026-07-31 12:42:32 UTC | bo03_04_CH_ZUESTA | bo03 | 04_CH | ZUESTA | component | OilBoilerController | winter_modulation_minimum_thermal_power_in_watt
2026-07-31 12:42:32 UTC | bo03_04_CH_ZUESTA | bo03 | 04_CH | ZUESTA | component | OilBoilerController | summer_modulation_minimum_thermal_power_in_watt
2026-07-31 12:42:32 UTC | bo03_04_CH_ZUESTA | bo03 | 04_CH | ZUESTA | component | OilBoilerController | summer_modulation_daily_avg_outdoor_temperature_threshold_celsius | 16
2026-07-31 12:42:32 UTC | bo03_04_CH_ZUESTA | bo03 | 04_CH | ZUESTA | heat_generator | OilBoiler | minimal_thermal_power_in_watt | 0
2026-07-31 12:42:32 UTC | bo03_04_CH_ZUESTA | bo03 | 04_CH | ZUESTA | heat_generator | OilBoiler | maximal_thermal_power_in_watt | 7330
2026-07-31 12:42:32 UTC | bo03_04_CH_ZUESTA | bo03 | 04_CH | ZUESTA | heat_generator | OilBoiler | eff_th_min | 0.6
2026-07-31 12:42:32 UTC | bo03_04_CH_ZUESTA | bo03 | 04_CH | ZUESTA | heat_generator | OilBoiler | eff_th_max | 0.9
2026-07-31 12:42:32 UTC | bo03_04_CH_ZUESTA | bo03 | 04_CH | ZUESTA | heat_generator | OilBoiler | boiler_type | BoilerType.CONVENTIONAL
2026-07-31 12:42:32 UTC | bo03_04_CH_ZUESTA | bo03 | 04_CH | ZUESTA | heat_generator | OilBoiler | energy_carrier | LoadTypes.OIL
2026-07-31 12:42:32 UTC | bo03_04_CH_ZUESTA | bo03 | 04_CH | ZUESTA | component | FuelMeter | building_name | BUI1
2026-07-31 12:42:32 UTC | bo03_04_CH_ZUESTA | bo03 | 04_CH | ZUESTA | component | FuelMeter | name | FuelMeter
2026-07-31 12:42:32 UTC | bo03_04_CH_ZUESTA | bo03 | 04_CH | ZUESTA | component | FuelMeter | fuel_loadtype | LoadTypes.OIL
2026-07-31 12:42:32 UTC | bo03_04_CH_ZUESTA | bo03 | 04_CH | ZUESTA | component | FuelMeter | heating_value_of_fuel_in_kwh_per_liter | 9.822
2026-07-31 12:42:32 UTC | bo03_04_CH_ZUESTA | bo03 | 04_CH | ZUESTA | component | FuelMeter | fuel_density_in_kg_per_m3 | 83
2026-07-31 12:42:32 UTC | bo03_04_CH_ZUESTA | bo03 | 04_CH | ZUESTA | component | FlexibilityPotential | building_name | BUI1
2026-07-31 12:42:32 UTC | bo03_04_CH_ZUESTA | bo03 | 04_CH | ZUESTA | component | FlexibilityPotential | name | FlexibilityPotential
2026-07-31 12:42:32 UTC | bo03_04_CH_ZUESTA | bo03 | 04_CH | ZUESTA | component | FlexibilityPotential | fallback_heating_cop | 1
2026-07-31 12:42:32 UTC | bo03_04_CH_ZUESTA | bo03 | 04_CH | ZUESTA | component | FlexibilityPotential | fallback_cooling_eer
2026-07-31 12:42:32 UTC | bo03_05_CH_ZUESTA | bo03 | 05_CH | ZUESTA | simulation | SimulationParameters | year | 2050
2026-07-31 12:42:32 UTC | bo03_05_CH_ZUESTA | bo03 | 05_CH | ZUESTA | simulation | SimulationParameters | seconds_per_timestep | 9 | s
2026-07-31 12:42:32 UTC | bo03_05_CH_ZUESTA | bo03 | 05_CH | ZUESTA | simulation | SimulationParameters | country | CH
2026-07-31 12:42:32 UTC | bo03_05_CH_ZUESTA | bo03 | 05_CH | ZUESTA | cli | cli_overrides | ARCH | 05_CH
2026-07-31 12:42:32 UTC | bo03_05_CH_ZUESTA | bo03 | 05_CH | ZUESTA | cli | cli_overrides | WEATHER | ZUESTA
2026-07-31 12:42:32 UTC | bo03_05_CH_ZUESTA | bo03 | 05_CH | ZUESTA | cli | cli_overrides | TIME_HORIZON | future
2026-07-31 12:42:32 UTC | bo03_05_CH_ZUESTA | bo03 | 05_CH | ZUESTA | cli | cli_overrides | SCENARIO | none
2026-07-31 12:42:32 UTC | bo03_05_CH_ZUESTA | bo03 | 05_CH | ZUESTA | cli | cli_overrides | OCC | SIA2024
2026-07-31 12:42:32 UTC | bo03_05_CH_ZUESTA | bo03 | 05_CH | ZUESTA | cli | cli_overrides | HEATGEN_SIZING | IDEAL_LOOKUP
2026-07-31 12:42:32 UTC | bo03_05_CH_ZUESTA | bo03 | 05_CH | ZUESTA | cli | cli_overrides | HP_SHARE_OF_IDEAL | 0.8
2026-07-31 12:42:32 UTC | bo03_05_CH_ZUESTA | bo03 | 05_CH | ZUESTA | internal_loads | SIA2024Occupancy | conditioned_floor_area_in_m2 | 2
2026-07-31 12:42:32 UTC | bo03_05_CH_ZUESTA | bo03 | 05_CH | ZUESTA | internal_loads | SIA2024Occupancy | appliances_load_w_per_m2 | 1
2026-07-31 12:42:32 UTC | bo03_05_CH_ZUESTA | bo03 | 05_CH | ZUESTA | internal_loads | SIA2024Occupancy | lighting_load_w_per_m2 | 3
2026-07-31 12:42:32 UTC | bo03_05_CH_ZUESTA | bo03 | 05_CH | ZUESTA | internal_loads | SIA2024Occupancy | lighting_annual_full_load_hours | 846
2026-07-31 12:42:32 UTC | bo03_05_CH_ZUESTA | bo03 | 05_CH | ZUESTA | internal_loads | SIA2024Occupancy | appliances_yearly_utilization_per_month | 0.7995
2026-07-31 12:42:32 UTC | bo03_05_CH_ZUESTA | bo03 | 05_CH | ZUESTA | weather | Weather | source_path | C:\Users\het\HiSim\hisim\inputs\weather\custom_csv\Zurich\NABZUE_2060_RCP85_DRY.csv
2026-07-31 12:42:32 UTC | bo03_05_CH_ZUESTA | bo03 | 05_CH | ZUESTA | weather | Weather | location | Zurich
2026-07-31 12:42:32 UTC | bo03_05_CH_ZUESTA | bo03 | 05_CH | ZUESTA | weather | Weather | name | Weather
2026-07-31 12:42:32 UTC | bo03_05_CH_ZUESTA | bo03 | 05_CH | ZUESTA | pv | PVSystem | power_in_watt | 15123.8
2026-07-31 12:42:32 UTC | bo03_05_CH_ZUESTA | bo03 | 05_CH | ZUESTA | pv | PVSystem | tilt | 30
2026-07-31 12:42:32 UTC | bo03_05_CH_ZUESTA | bo03 | 05_CH | ZUESTA | pv | PVSystem | azimuth | 180
2026-07-31 12:42:32 UTC | bo03_05_CH_ZUESTA | bo03 | 05_CH | ZUESTA | pv | PVSystem | location | ZUESTA
2026-07-31 12:42:32 UTC | bo03_05_CH_ZUESTA | bo03 | 05_CH | ZUESTA | component | ElectricityMeter | building_name | BUI1
2026-07-31 12:42:32 UTC | bo03_05_CH_ZUESTA | bo03 | 05_CH | ZUESTA | component | ElectricityMeter | name | ElectricityMeter
2026-07-31 12:42:32 UTC | bo03_05_CH_ZUESTA | bo03 | 05_CH | ZUESTA | building | Building | building_name | 1971_1980
2026-07-31 12:42:32 UTC | bo03_05_CH_ZUESTA | bo03 | 05_CH | ZUESTA | building | Building | building_code | AT.N.SFH.04.Gen.ReEx.001.002
2026-07-31 12:42:32 UTC | bo03_05_CH_ZUESTA | bo03 | 05_CH | ZUESTA | building | Building | building_heat_capacity_class | medium
2026-07-31 12:42:32 UTC | bo03_05_CH_ZUESTA | bo03 | 05_CH | ZUESTA | building | Building | absolute_conditioned_floor_area_in_m2 | 200
2026-07-31 12:42:32 UTC | bo03_05_CH_ZUESTA | bo03 | 05_CH | ZUESTA | building | Building | heating_reference_temperature_in_celsius | -8
2026-07-31 12:42:32 UTC | bo03_05_CH_ZUESTA | bo03 | 05_CH | ZUESTA | building | Building | floor_u_value_in_watt_per_m2_per_kelvin | 0.88
2026-07-31 12:42:32 UTC | bo03_05_CH_ZUESTA | bo03 | 05_CH | ZUESTA | building | Building | floor_area_in_m2 | 102.9
2026-07-31 12:42:32 UTC | bo03_05_CH_ZUESTA | bo03 | 05_CH | ZUESTA | building | Building | facade_u_value_in_watt_per_m2_per_kelvin | 0.56
2026-07-31 12:42:32 UTC | bo03_05_CH_ZUESTA | bo03 | 05_CH | ZUESTA | building | Building | facade_area_in_m2 | 162.6
2026-07-31 12:42:32 UTC | bo03_05_CH_ZUESTA | bo03 | 05_CH | ZUESTA | building | Building | roof_u_value_in_watt_per_m2_per_kelvin | 0.41
2026-07-31 12:42:32 UTC | bo03_05_CH_ZUESTA | bo03 | 05_CH | ZUESTA | building | Building | roof_area_in_m2 | 114.7
2026-07-31 12:42:32 UTC | bo03_05_CH_ZUESTA | bo03 | 05_CH | ZUESTA | building | Building | window_u_value_in_watt_per_m2_per_kelvin | 1.7
2026-07-31 12:42:32 UTC | bo03_05_CH_ZUESTA | bo03 | 05_CH | ZUESTA | building | Building | window_area_in_m2 | 32
2026-07-31 12:42:32 UTC | bo03_05_CH_ZUESTA | bo03 | 05_CH | ZUESTA | building | Building | door_u_value_in_watt_per_m2_per_kelvin
2026-07-31 12:42:32 UTC | bo03_05_CH_ZUESTA | bo03 | 05_CH | ZUESTA | building | Building | door_area_in_m2
2026-07-31 12:42:32 UTC | bo03_05_CH_ZUESTA | bo03 | 05_CH | ZUESTA | building | Building | set_heating_temperature_in_celsius | 20.5
2026-07-31 12:42:32 UTC | bo03_05_CH_ZUESTA | bo03 | 05_CH | ZUESTA | building | Building | set_cooling_temperature_in_celsius | 25
2026-07-31 12:42:32 UTC | bo03_05_CH_ZUESTA | bo03 | 05_CH | ZUESTA | building | Building | natural_ventilation_m3_per_h_per_person | 29
2026-07-31 12:42:32 UTC | bo03_05_CH_ZUESTA | bo03 | 05_CH | ZUESTA | building | Building | sia_natural_ventilation_m3_per_h_per_m2 | 0.6
2026-07-31 12:42:32 UTC | bo03_05_CH_ZUESTA | bo03 | 05_CH | ZUESTA | building | Building | swiss_infiltration_rate_per_h | 0.3
2026-07-31 12:42:32 UTC | bo03_05_CH_ZUESTA | bo03 | 05_CH | ZUESTA | building | Building | heating_demand_mode | iso13790
2026-07-31 12:42:32 UTC | bo03_05_CH_ZUESTA | bo03 | 05_CH | ZUESTA | building | Building | operative_heating_proportional_band_in_celsius | 1
2026-07-31 12:42:32 UTC | bo03_05_CH_ZUESTA | bo03 | 05_CH | ZUESTA | building | Building | operative_heating_proportional_gain | 1
2026-07-31 12:42:32 UTC | bo03_05_CH_ZUESTA | bo03 | 05_CH | ZUESTA | building | Building | control_comfort_lower_bound_shift_in_celsius
2026-07-31 12:42:32 UTC | bo03_05_CH_ZUESTA | bo03 | 05_CH | ZUESTA | building | Building | comfort_aware_seasonal_heating_gate | true
2026-07-31 12:42:32 UTC | bo03_05_CH_ZUESTA | bo03 | 05_CH | ZUESTA | component | StrictComfortDemandController | building_name | BUI1
2026-07-31 12:42:32 UTC | bo03_05_CH_ZUESTA | bo03 | 05_CH | ZUESTA | component | StrictComfortDemandController | name | StrictComfortDemandController
2026-07-31 12:42:32 UTC | bo03_05_CH_ZUESTA | bo03 | 05_CH | ZUESTA | component | StrictComfortDemandController | temperature_air_heating_in_celsius | 20.5
2026-07-31 12:42:32 UTC | bo03_05_CH_ZUESTA | bo03 | 05_CH | ZUESTA | component | StrictComfortDemandController | temperature_air_cooling_in_celsius | 24
2026-07-31 12:42:32 UTC | bo03_05_CH_ZUESTA | bo03 | 05_CH | ZUESTA | component | StrictComfortDemandController | offset | 0.5
2026-07-31 12:42:32 UTC | bo03_05_CH_ZUESTA | bo03 | 05_CH | ZUESTA | component | StrictComfortDemandController | mode | 2
2026-07-31 12:42:32 UTC | bo03_05_CH_ZUESTA | bo03 | 05_CH | ZUESTA | component | StrictComfortDemandController | use_adaptive_comfort_band | true
2026-07-31 12:42:32 UTC | bo03_05_CH_ZUESTA | bo03 | 05_CH | ZUESTA | component | StrictComfortDemandController | control_strategy | strict_comfort_band_v1
2026-07-31 12:42:32 UTC | bo03_05_CH_ZUESTA | bo03 | 05_CH | ZUESTA | component | StrictComfortDemandController | comfort_band_inner_offset_in_celsius | 0.5
2026-07-31 12:42:32 UTC | bo03_05_CH_ZUESTA | bo03 | 05_CH | ZUESTA | component | StrictComfortDemandController | comfort_band_inner_offset_lower_in_celsius | 1
2026-07-31 12:42:32 UTC | bo03_05_CH_ZUESTA | bo03 | 05_CH | ZUESTA | component | StrictComfortDemandController | comfort_band_inner_offset_upper_in_celsius | 0.5
2026-07-31 12:42:32 UTC | bo03_05_CH_ZUESTA | bo03 | 05_CH | ZUESTA | component | StrictComfortDemandController | heating_disabled_above_running_mean_outdoor_temperature_in_celsius | 18
2026-07-31 12:42:32 UTC | bo03_05_CH_ZUESTA | bo03 | 05_CH | ZUESTA | component | StrictComfortDemandController | cooling_enabled_above_running_mean_outdoor_temperature_in_celsius | 22
2026-07-31 12:42:32 UTC | bo03_05_CH_ZUESTA | bo03 | 05_CH | ZUESTA | component | ComfortBandHeatingDemand | building_name | BUI1
2026-07-31 12:42:32 UTC | bo03_05_CH_ZUESTA | bo03 | 05_CH | ZUESTA | component | ComfortBandHeatingDemand | name | ComfortBandHeatingDemand
2026-07-31 12:42:32 UTC | bo03_05_CH_ZUESTA | bo03 | 05_CH | ZUESTA | component | ComfortBandHeatingDemand | max_heating_power_in_watt | 10096.4
2026-07-31 12:42:32 UTC | bo03_05_CH_ZUESTA | bo03 | 05_CH | ZUESTA | component | ComfortBandHeatingDemand | proportional_gain_in_watt_per_kelvin | 20192.9
2026-07-31 12:42:32 UTC | bo03_05_CH_ZUESTA | bo03 | 05_CH | ZUESTA | component | StrictComfortSetpointModifier | building_name | BUI1
2026-07-31 12:42:32 UTC | bo03_05_CH_ZUESTA | bo03 | 05_CH | ZUESTA | component | StrictComfortSetpointModifier | name | StrictComfortSetpointModifier
2026-07-31 12:42:32 UTC | bo03_05_CH_ZUESTA | bo03 | 05_CH | ZUESTA | component | StrictComfortSetpointModifier | base_heating_setpoint_in_celsius | 20.5
2026-07-31 12:42:32 UTC | bo03_05_CH_ZUESTA | bo03 | 05_CH | ZUESTA | component | StrictComfortSetpointModifier | recovery_gain | 5
2026-07-31 12:42:32 UTC | bo03_05_CH_ZUESTA | bo03 | 05_CH | ZUESTA | component | StrictComfortSetpointModifier | max_recovery_boost_in_celsius | 5
2026-07-31 12:42:32 UTC | bo03_05_CH_ZUESTA | bo03 | 05_CH | ZUESTA | component | StrictComfortSetpointModifier | clamp_min_modifier_in_celsius
2026-07-31 12:42:32 UTC | bo03_05_CH_ZUESTA | bo03 | 05_CH | ZUESTA | component | StrictComfortSetpointModifier | clamp_max_modifier_in_celsius | 15
2026-07-31 12:42:32 UTC | bo03_05_CH_ZUESTA | bo03 | 05_CH | ZUESTA | component | HeatDistributionController | building_name | BUI1
2026-07-31 12:42:32 UTC | bo03_05_CH_ZUESTA | bo03 | 05_CH | ZUESTA | component | HeatDistributionController | name | HeatDistributionController
2026-07-31 12:42:32 UTC | bo03_05_CH_ZUESTA | bo03 | 05_CH | ZUESTA | component | HeatDistributionController | heating_system | HeatDistributionSystemType.FLOORHEATING
2026-07-31 12:42:32 UTC | bo03_05_CH_ZUESTA | bo03 | 05_CH | ZUESTA | component | HeatDistributionController | set_heating_threshold_outside_temperature_in_celsius | 16
2026-07-31 12:42:32 UTC | bo03_05_CH_ZUESTA | bo03 | 05_CH | ZUESTA | component | HeatDistributionController | heating_reference_temperature_in_celsius | -8
2026-07-31 12:42:32 UTC | bo03_05_CH_ZUESTA | bo03 | 05_CH | ZUESTA | component | HeatDistributionController | set_heating_temperature_for_building_in_celsius | 20.5
2026-07-31 12:42:32 UTC | bo03_05_CH_ZUESTA | bo03 | 05_CH | ZUESTA | component | HeatDistributionController | set_cooling_temperature_for_building_in_celsius | 25
2026-07-31 12:42:32 UTC | bo03_05_CH_ZUESTA | bo03 | 05_CH | ZUESTA | component | HeatDistributionController | heating_load_of_building_in_watt | 10096.4
2026-07-31 12:42:32 UTC | bo03_05_CH_ZUESTA | bo03 | 05_CH | ZUESTA | heat_distribution | HeatDistributionSystem | absolute_conditioned_floor_area_in_m2 | 2
2026-07-31 12:42:32 UTC | bo03_05_CH_ZUESTA | bo03 | 05_CH | ZUESTA | component | SplitACController | building_name | BUI1
2026-07-31 12:42:32 UTC | bo03_05_CH_ZUESTA | bo03 | 05_CH | ZUESTA | component | SplitACController | name | SplitACController
2026-07-31 12:42:32 UTC | bo03_05_CH_ZUESTA | bo03 | 05_CH | ZUESTA | component | SplitACController | heating_set_temperature_deg_c
2026-07-31 12:42:32 UTC | bo03_05_CH_ZUESTA | bo03 | 05_CH | ZUESTA | component | SplitACController | cooling_set_temperature_deg_c | 25
2026-07-31 12:42:32 UTC | bo03_05_CH_ZUESTA | bo03 | 05_CH | ZUESTA | component | SplitACController | minimum_runtime_s | 1800
2026-07-31 12:42:32 UTC | bo03_05_CH_ZUESTA | bo03 | 05_CH | ZUESTA | component | SplitACController | minimum_idle_time_s | 900
2026-07-31 12:42:32 UTC | bo03_05_CH_ZUESTA | bo03 | 05_CH | ZUESTA | component | SplitACController | offset | 5
2026-07-31 12:42:32 UTC | bo03_05_CH_ZUESTA | bo03 | 05_CH | ZUESTA | component | SplitACController | temperature_difference_full_power_deg_c | 3
2026-07-31 12:42:32 UTC | bo03_05_CH_ZUESTA | bo03 | 05_CH | ZUESTA | component | SplitACController | minimum_modulation
2026-07-31 12:42:32 UTC | bo03_05_CH_ZUESTA | bo03 | 05_CH | ZUESTA | component | ComfortBandCoolingDemand | building_name | BUI1
2026-07-31 12:42:32 UTC | bo03_05_CH_ZUESTA | bo03 | 05_CH | ZUESTA | component | ComfortBandCoolingDemand | name | ComfortBandCoolingDemand
2026-07-31 12:42:32 UTC | bo03_05_CH_ZUESTA | bo03 | 05_CH | ZUESTA | component | ComfortBandCoolingDemand | max_cooling_power_in_watt | 1484
2026-07-31 12:42:32 UTC | bo03_05_CH_ZUESTA | bo03 | 05_CH | ZUESTA | component | ComfortBandCoolingDemand | proportional_gain_in_watt_per_kelvin | 4
2026-07-31 12:42:32 UTC | bo03_05_CH_ZUESTA | bo03 | 05_CH | ZUESTA | component | ComfortBandCoolingDemand | relaxation_factor | 0.55
2026-07-31 12:42:32 UTC | bo03_05_CH_ZUESTA | bo03 | 05_CH | ZUESTA | component | ComfortBandCoolingDemand | theoretical_blend | comfort_only
2026-07-31 12:42:32 UTC | bo03_05_CH_ZUESTA | bo03 | 05_CH | ZUESTA | component | SplitAC | building_name | BUI1
2026-07-31 12:42:32 UTC | bo03_05_CH_ZUESTA | bo03 | 05_CH | ZUESTA | component | SplitAC | name | SplitAC
2026-07-31 12:42:32 UTC | bo03_05_CH_ZUESTA | bo03 | 05_CH | ZUESTA | component | SplitAC | manufacturer | Panasonic
2026-07-31 12:42:32 UTC | bo03_05_CH_ZUESTA | bo03 | 05_CH | ZUESTA | component | SplitAC | model_name | CS-RE18JKE/CU-RE18JKE
2026-07-31 12:42:32 UTC | bo03_05_CH_ZUESTA | bo03 | 05_CH | ZUESTA | component | SplitAC | scale_factor | 0.1652
2026-07-31 12:42:32 UTC | bo03_05_CH_ZUESTA | bo03 | 05_CH | ZUESTA | component | SplitAC | investment_costs_in_euro | 4899
2026-07-31 12:42:32 UTC | bo03_05_CH_ZUESTA | bo03 | 05_CH | ZUESTA | component | SplitAC | lifetime_in_years | 12
2026-07-31 12:42:32 UTC | bo03_05_CH_ZUESTA | bo03 | 05_CH | ZUESTA | component | SplitAC | co2_emissions_kg_co2_eq | 165.8
2026-07-31 12:42:32 UTC | bo03_05_CH_ZUESTA | bo03 | 05_CH | ZUESTA | component | SplitAC | maintenance_costs_in_euro_per_year | 245
2026-07-31 12:42:32 UTC | bo03_05_CH_ZUESTA | bo03 | 05_CH | ZUESTA | component | BuildingThermalPowerSum | building_name | BUI1
2026-07-31 12:42:32 UTC | bo03_05_CH_ZUESTA | bo03 | 05_CH | ZUESTA | component | BuildingThermalPowerSum | name | BuildingThermalPowerSum
2026-07-31 12:42:32 UTC | bo03_05_CH_ZUESTA | bo03 | 05_CH | ZUESTA | component | BuildingThermalPowerSum | loadtype | LoadTypes.ANY
2026-07-31 12:42:32 UTC | bo03_05_CH_ZUESTA | bo03 | 05_CH | ZUESTA | component | BuildingThermalPowerSum | unit | Units.WATT
2026-07-31 12:42:32 UTC | bo03_05_CH_ZUESTA | bo03 | 05_CH | ZUESTA | component | HeatGeneratorTotalThermalPower | building_name | BUI1
2026-07-31 12:42:32 UTC | bo03_05_CH_ZUESTA | bo03 | 05_CH | ZUESTA | component | HeatGeneratorTotalThermalPower | name | HeatGeneratorTotalThermalPower
2026-07-31 12:42:32 UTC | bo03_05_CH_ZUESTA | bo03 | 05_CH | ZUESTA | component | HeatGeneratorTotalThermalPower | loadtype | LoadTypes.ANY
2026-07-31 12:42:32 UTC | bo03_05_CH_ZUESTA | bo03 | 05_CH | ZUESTA | component | HeatGeneratorTotalThermalPower | unit | Units.WATT
2026-07-31 12:42:32 UTC | bo03_05_CH_ZUESTA | bo03 | 05_CH | ZUESTA | component | HeatGeneratorPlantDhwThermalPower | building_name | BUI1
2026-07-31 12:42:32 UTC | bo03_05_CH_ZUESTA | bo03 | 05_CH | ZUESTA | component | HeatGeneratorPlantDhwThermalPower | name | HeatGeneratorPlantDhwThermalPower
2026-07-31 12:42:32 UTC | bo03_05_CH_ZUESTA | bo03 | 05_CH | ZUESTA | component | HeatGeneratorPlantDhwThermalPower | loadtype | LoadTypes.ANY
2026-07-31 12:42:32 UTC | bo03_05_CH_ZUESTA | bo03 | 05_CH | ZUESTA | component | HeatGeneratorPlantDhwThermalPower | unit | Units.WATT
2026-07-31 12:42:32 UTC | bo03_05_CH_ZUESTA | bo03 | 05_CH | ZUESTA | component | SolarDhwThermalPower | building_name | BUI1
2026-07-31 12:42:32 UTC | bo03_05_CH_ZUESTA | bo03 | 05_CH | ZUESTA | component | SolarDhwThermalPower | name | SolarDhwThermalPower
2026-07-31 12:42:32 UTC | bo03_05_CH_ZUESTA | bo03 | 05_CH | ZUESTA | component | SolarDhwThermalPower | value_watt
2026-07-31 12:42:32 UTC | bo03_05_CH_ZUESTA | bo03 | 05_CH | ZUESTA | component | SolarDhwThermalPower | loadtype | LoadTypes.ANY
2026-07-31 12:42:32 UTC | bo03_05_CH_ZUESTA | bo03 | 05_CH | ZUESTA | component | SolarDhwThermalPower | unit | Units.WATT
2026-07-31 12:42:32 UTC | bo03_05_CH_ZUESTA | bo03 | 05_CH | ZUESTA | thermal_storage | SimpleHotWaterStorage | volume_heating_water_storage_in_liter | 504.8
2026-07-31 12:42:32 UTC | bo03_05_CH_ZUESTA | bo03 | 05_CH | ZUESTA | component | BufferRemainingCapacity60C | building_name | BUI1
2026-07-31 12:42:32 UTC | bo03_05_CH_ZUESTA | bo03 | 05_CH | ZUESTA | component | BufferRemainingCapacity60C | name | BufferRemainingCapacity60C
2026-07-31 12:42:32 UTC | bo03_05_CH_ZUESTA | bo03 | 05_CH | ZUESTA | component | BufferRemainingCapacity60C | volume_heating_water_storage_in_liter | 504.8
2026-07-31 12:42:32 UTC | bo03_05_CH_ZUESTA | bo03 | 05_CH | ZUESTA | component | BufferRemainingCapacity60C | max_temperature_in_celsius | 6
2026-07-31 12:42:32 UTC | bo03_05_CH_ZUESTA | bo03 | 05_CH | ZUESTA | component | BufferRemainingCapacity60C | water_density_kg_per_liter | 0.992
2026-07-31 12:42:32 UTC | bo03_05_CH_ZUESTA | bo03 | 05_CH | ZUESTA | component | BufferRemainingCapacity60C | water_specific_heat_capacity_j_per_kg_per_k | 4180
2026-07-31 12:42:32 UTC | bo03_05_CH_ZUESTA | bo03 | 05_CH | ZUESTA | component | OilBoilerController | building_name | BUI1
2026-07-31 12:42:32 UTC | bo03_05_CH_ZUESTA | bo03 | 05_CH | ZUESTA | component | OilBoilerController | name | OilBoilerController
2026-07-31 12:42:32 UTC | bo03_05_CH_ZUESTA | bo03 | 05_CH | ZUESTA | component | OilBoilerController | is_modulating | true
2026-07-31 12:42:32 UTC | bo03_05_CH_ZUESTA | bo03 | 05_CH | ZUESTA | component | OilBoilerController | set_heating_threshold_outside_temperature_in_celsius | 16
2026-07-31 12:42:32 UTC | bo03_05_CH_ZUESTA | bo03 | 05_CH | ZUESTA | component | OilBoilerController | minimal_thermal_power_in_watt | 0
2026-07-31 12:42:32 UTC | bo03_05_CH_ZUESTA | bo03 | 05_CH | ZUESTA | component | OilBoilerController | maximal_thermal_power_in_watt | 6750
2026-07-31 12:42:32 UTC | bo03_05_CH_ZUESTA | bo03 | 05_CH | ZUESTA | component | OilBoilerController | set_temperature_difference_for_full_power | 5
2026-07-31 12:42:32 UTC | bo03_05_CH_ZUESTA | bo03 | 05_CH | ZUESTA | component | OilBoilerController | minimum_runtime_in_seconds | 1800
2026-07-31 12:42:32 UTC | bo03_05_CH_ZUESTA | bo03 | 05_CH | ZUESTA | component | OilBoilerController | minimum_resting_time_in_seconds | 1800
2026-07-31 12:42:32 UTC | bo03_05_CH_ZUESTA | bo03 | 05_CH | ZUESTA | component | OilBoilerController | with_domestic_hot_water_preparation | true
2026-07-31 12:42:32 UTC | bo03_05_CH_ZUESTA | bo03 | 05_CH | ZUESTA | component | OilBoilerController | secondary_mode | false
2026-07-31 12:42:32 UTC | bo03_05_CH_ZUESTA | bo03 | 05_CH | ZUESTA | component | OilBoilerController | hysteresis_water_temperature_offset | 10
2026-07-31 12:42:32 UTC | bo03_05_CH_ZUESTA | bo03 | 05_CH | ZUESTA | component | OilBoilerController | seasonal_modulation_minimum_enabled | false
2026-07-31 12:42:32 UTC | bo03_05_CH_ZUESTA | bo03 | 05_CH | ZUESTA | component | OilBoilerController | winter_modulation_minimum_thermal_power_in_watt
2026-07-31 12:42:32 UTC | bo03_05_CH_ZUESTA | bo03 | 05_CH | ZUESTA | component | OilBoilerController | summer_modulation_minimum_thermal_power_in_watt
2026-07-31 12:42:32 UTC | bo03_05_CH_ZUESTA | bo03 | 05_CH | ZUESTA | component | OilBoilerController | summer_modulation_daily_avg_outdoor_temperature_threshold_celsius | 16
2026-07-31 12:42:32 UTC | bo03_05_CH_ZUESTA | bo03 | 05_CH | ZUESTA | heat_generator | OilBoiler | minimal_thermal_power_in_watt | 0
2026-07-31 12:42:32 UTC | bo03_05_CH_ZUESTA | bo03 | 05_CH | ZUESTA | heat_generator | OilBoiler | maximal_thermal_power_in_watt | 6750
2026-07-31 12:42:32 UTC | bo03_05_CH_ZUESTA | bo03 | 05_CH | ZUESTA | heat_generator | OilBoiler | eff_th_min | 0.6
2026-07-31 12:42:32 UTC | bo03_05_CH_ZUESTA | bo03 | 05_CH | ZUESTA | heat_generator | OilBoiler | eff_th_max | 0.9
2026-07-31 12:42:32 UTC | bo03_05_CH_ZUESTA | bo03 | 05_CH | ZUESTA | heat_generator | OilBoiler | boiler_type | BoilerType.CONVENTIONAL
2026-07-31 12:42:32 UTC | bo03_05_CH_ZUESTA | bo03 | 05_CH | ZUESTA | heat_generator | OilBoiler | energy_carrier | LoadTypes.OIL
2026-07-31 12:42:32 UTC | bo03_05_CH_ZUESTA | bo03 | 05_CH | ZUESTA | component | FuelMeter | building_name | BUI1
2026-07-31 12:42:32 UTC | bo03_05_CH_ZUESTA | bo03 | 05_CH | ZUESTA | component | FuelMeter | name | FuelMeter
2026-07-31 12:42:32 UTC | bo03_05_CH_ZUESTA | bo03 | 05_CH | ZUESTA | component | FuelMeter | fuel_loadtype | LoadTypes.OIL
2026-07-31 12:42:32 UTC | bo03_05_CH_ZUESTA | bo03 | 05_CH | ZUESTA | component | FuelMeter | heating_value_of_fuel_in_kwh_per_liter | 9.822
2026-07-31 12:42:32 UTC | bo03_05_CH_ZUESTA | bo03 | 05_CH | ZUESTA | component | FuelMeter | fuel_density_in_kg_per_m3 | 83
2026-07-31 12:42:32 UTC | bo03_05_CH_ZUESTA | bo03 | 05_CH | ZUESTA | component | FlexibilityPotential | building_name | BUI1
2026-07-31 12:42:32 UTC | bo03_05_CH_ZUESTA | bo03 | 05_CH | ZUESTA | component | FlexibilityPotential | name | FlexibilityPotential
2026-07-31 12:42:32 UTC | bo03_05_CH_ZUESTA | bo03 | 05_CH | ZUESTA | component | FlexibilityPotential | fallback_heating_cop | 1
2026-07-31 12:42:32 UTC | bo03_05_CH_ZUESTA | bo03 | 05_CH | ZUESTA | component | FlexibilityPotential | fallback_cooling_eer
2026-07-31 12:42:32 UTC | bo03_06_CH_ZUESTA | bo03 | 06_CH | ZUESTA | simulation | SimulationParameters | year | 2050
2026-07-31 12:42:32 UTC | bo03_06_CH_ZUESTA | bo03 | 06_CH | ZUESTA | simulation | SimulationParameters | seconds_per_timestep | 9 | s
2026-07-31 12:42:32 UTC | bo03_06_CH_ZUESTA | bo03 | 06_CH | ZUESTA | simulation | SimulationParameters | country | CH
2026-07-31 12:42:32 UTC | bo03_06_CH_ZUESTA | bo03 | 06_CH | ZUESTA | cli | cli_overrides | ARCH | 06_CH
2026-07-31 12:42:32 UTC | bo03_06_CH_ZUESTA | bo03 | 06_CH | ZUESTA | cli | cli_overrides | WEATHER | ZUESTA
2026-07-31 12:42:32 UTC | bo03_06_CH_ZUESTA | bo03 | 06_CH | ZUESTA | cli | cli_overrides | TIME_HORIZON | future
2026-07-31 12:42:32 UTC | bo03_06_CH_ZUESTA | bo03 | 06_CH | ZUESTA | cli | cli_overrides | SCENARIO | none
2026-07-31 12:42:32 UTC | bo03_06_CH_ZUESTA | bo03 | 06_CH | ZUESTA | cli | cli_overrides | OCC | SIA2024
2026-07-31 12:42:32 UTC | bo03_06_CH_ZUESTA | bo03 | 06_CH | ZUESTA | cli | cli_overrides | HEATGEN_SIZING | IDEAL_LOOKUP
2026-07-31 12:42:32 UTC | bo03_06_CH_ZUESTA | bo03 | 06_CH | ZUESTA | cli | cli_overrides | HP_SHARE_OF_IDEAL | 0.8
2026-07-31 12:42:32 UTC | bo03_06_CH_ZUESTA | bo03 | 06_CH | ZUESTA | internal_loads | SIA2024Occupancy | conditioned_floor_area_in_m2 | 198
2026-07-31 12:42:32 UTC | bo03_06_CH_ZUESTA | bo03 | 06_CH | ZUESTA | internal_loads | SIA2024Occupancy | appliances_load_w_per_m2 | 1
2026-07-31 12:42:32 UTC | bo03_06_CH_ZUESTA | bo03 | 06_CH | ZUESTA | internal_loads | SIA2024Occupancy | lighting_load_w_per_m2 | 3
2026-07-31 12:42:32 UTC | bo03_06_CH_ZUESTA | bo03 | 06_CH | ZUESTA | internal_loads | SIA2024Occupancy | lighting_annual_full_load_hours | 846
2026-07-31 12:42:32 UTC | bo03_06_CH_ZUESTA | bo03 | 06_CH | ZUESTA | internal_loads | SIA2024Occupancy | appliances_yearly_utilization_per_month | 0.7995
2026-07-31 12:42:32 UTC | bo03_06_CH_ZUESTA | bo03 | 06_CH | ZUESTA | weather | Weather | source_path | C:\Users\het\HiSim\hisim\inputs\weather\custom_csv\Zurich\NABZUE_2060_RCP85_DRY.csv
2026-07-31 12:42:32 UTC | bo03_06_CH_ZUESTA | bo03 | 06_CH | ZUESTA | weather | Weather | location | Zurich
2026-07-31 12:42:32 UTC | bo03_06_CH_ZUESTA | bo03 | 06_CH | ZUESTA | weather | Weather | name | Weather
2026-07-31 12:42:32 UTC | bo03_06_CH_ZUESTA | bo03 | 06_CH | ZUESTA | pv | PVSystem | power_in_watt | 13607.3
2026-07-31 12:42:32 UTC | bo03_06_CH_ZUESTA | bo03 | 06_CH | ZUESTA | pv | PVSystem | tilt | 30
2026-07-31 12:42:32 UTC | bo03_06_CH_ZUESTA | bo03 | 06_CH | ZUESTA | pv | PVSystem | azimuth | 180
2026-07-31 12:42:32 UTC | bo03_06_CH_ZUESTA | bo03 | 06_CH | ZUESTA | pv | PVSystem | location | ZUESTA
2026-07-31 12:42:32 UTC | bo03_06_CH_ZUESTA | bo03 | 06_CH | ZUESTA | component | ElectricityMeter | building_name | BUI1
2026-07-31 12:42:32 UTC | bo03_06_CH_ZUESTA | bo03 | 06_CH | ZUESTA | component | ElectricityMeter | name | ElectricityMeter
2026-07-31 12:42:32 UTC | bo03_06_CH_ZUESTA | bo03 | 06_CH | ZUESTA | building | Building | building_name | 1981_1990
2026-07-31 12:42:32 UTC | bo03_06_CH_ZUESTA | bo03 | 06_CH | ZUESTA | building | Building | building_code | AT.N.SFH.05.Gen.ReEx.001.002
2026-07-31 12:42:32 UTC | bo03_06_CH_ZUESTA | bo03 | 06_CH | ZUESTA | building | Building | building_heat_capacity_class | medium
2026-07-31 12:42:32 UTC | bo03_06_CH_ZUESTA | bo03 | 06_CH | ZUESTA | building | Building | absolute_conditioned_floor_area_in_m2 | 198
2026-07-31 12:42:32 UTC | bo03_06_CH_ZUESTA | bo03 | 06_CH | ZUESTA | building | Building | heating_reference_temperature_in_celsius | -8
2026-07-31 12:42:32 UTC | bo03_06_CH_ZUESTA | bo03 | 06_CH | ZUESTA | building | Building | floor_u_value_in_watt_per_m2_per_kelvin | 0.61
2026-07-31 12:42:32 UTC | bo03_06_CH_ZUESTA | bo03 | 06_CH | ZUESTA | building | Building | floor_area_in_m2 | 88.2
2026-07-31 12:42:32 UTC | bo03_06_CH_ZUESTA | bo03 | 06_CH | ZUESTA | building | Building | facade_u_value_in_watt_per_m2_per_kelvin | 0.4
2026-07-31 12:42:32 UTC | bo03_06_CH_ZUESTA | bo03 | 06_CH | ZUESTA | building | Building | facade_area_in_m2 | 160.2
2026-07-31 12:42:32 UTC | bo03_06_CH_ZUESTA | bo03 | 06_CH | ZUESTA | building | Building | roof_u_value_in_watt_per_m2_per_kelvin | 0.36
2026-07-31 12:42:32 UTC | bo03_06_CH_ZUESTA | bo03 | 06_CH | ZUESTA | building | Building | roof_area_in_m2 | 103.2
2026-07-31 12:42:32 UTC | bo03_06_CH_ZUESTA | bo03 | 06_CH | ZUESTA | building | Building | window_u_value_in_watt_per_m2_per_kelvin | 1.9
2026-07-31 12:42:32 UTC | bo03_06_CH_ZUESTA | bo03 | 06_CH | ZUESTA | building | Building | window_area_in_m2 | 31.68
2026-07-31 12:42:32 UTC | bo03_06_CH_ZUESTA | bo03 | 06_CH | ZUESTA | building | Building | door_u_value_in_watt_per_m2_per_kelvin
2026-07-31 12:42:32 UTC | bo03_06_CH_ZUESTA | bo03 | 06_CH | ZUESTA | building | Building | door_area_in_m2
2026-07-31 12:42:32 UTC | bo03_06_CH_ZUESTA | bo03 | 06_CH | ZUESTA | building | Building | set_heating_temperature_in_celsius | 20.5
2026-07-31 12:42:32 UTC | bo03_06_CH_ZUESTA | bo03 | 06_CH | ZUESTA | building | Building | set_cooling_temperature_in_celsius | 25
2026-07-31 12:42:32 UTC | bo03_06_CH_ZUESTA | bo03 | 06_CH | ZUESTA | building | Building | natural_ventilation_m3_per_h_per_person | 29
2026-07-31 12:42:32 UTC | bo03_06_CH_ZUESTA | bo03 | 06_CH | ZUESTA | building | Building | sia_natural_ventilation_m3_per_h_per_m2 | 0.6
2026-07-31 12:42:32 UTC | bo03_06_CH_ZUESTA | bo03 | 06_CH | ZUESTA | building | Building | swiss_infiltration_rate_per_h | 0.15
2026-07-31 12:42:32 UTC | bo03_06_CH_ZUESTA | bo03 | 06_CH | ZUESTA | building | Building | heating_demand_mode | iso13790
2026-07-31 12:42:32 UTC | bo03_06_CH_ZUESTA | bo03 | 06_CH | ZUESTA | building | Building | operative_heating_proportional_band_in_celsius | 1
2026-07-31 12:42:32 UTC | bo03_06_CH_ZUESTA | bo03 | 06_CH | ZUESTA | building | Building | operative_heating_proportional_gain | 1
2026-07-31 12:42:32 UTC | bo03_06_CH_ZUESTA | bo03 | 06_CH | ZUESTA | building | Building | control_comfort_lower_bound_shift_in_celsius
2026-07-31 12:42:32 UTC | bo03_06_CH_ZUESTA | bo03 | 06_CH | ZUESTA | building | Building | comfort_aware_seasonal_heating_gate | true
2026-07-31 12:42:32 UTC | bo03_06_CH_ZUESTA | bo03 | 06_CH | ZUESTA | component | StrictComfortDemandController | building_name | BUI1
2026-07-31 12:42:32 UTC | bo03_06_CH_ZUESTA | bo03 | 06_CH | ZUESTA | component | StrictComfortDemandController | name | StrictComfortDemandController
2026-07-31 12:42:32 UTC | bo03_06_CH_ZUESTA | bo03 | 06_CH | ZUESTA | component | StrictComfortDemandController | temperature_air_heating_in_celsius | 20.5
2026-07-31 12:42:32 UTC | bo03_06_CH_ZUESTA | bo03 | 06_CH | ZUESTA | component | StrictComfortDemandController | temperature_air_cooling_in_celsius | 24
2026-07-31 12:42:32 UTC | bo03_06_CH_ZUESTA | bo03 | 06_CH | ZUESTA | component | StrictComfortDemandController | offset | 0.5
2026-07-31 12:42:32 UTC | bo03_06_CH_ZUESTA | bo03 | 06_CH | ZUESTA | component | StrictComfortDemandController | mode | 2
2026-07-31 12:42:32 UTC | bo03_06_CH_ZUESTA | bo03 | 06_CH | ZUESTA | component | StrictComfortDemandController | use_adaptive_comfort_band | true
2026-07-31 12:42:32 UTC | bo03_06_CH_ZUESTA | bo03 | 06_CH | ZUESTA | component | StrictComfortDemandController | control_strategy | strict_comfort_band_v1
2026-07-31 12:42:32 UTC | bo03_06_CH_ZUESTA | bo03 | 06_CH | ZUESTA | component | StrictComfortDemandController | comfort_band_inner_offset_in_celsius | 0.5
2026-07-31 12:42:32 UTC | bo03_06_CH_ZUESTA | bo03 | 06_CH | ZUESTA | component | StrictComfortDemandController | comfort_band_inner_offset_lower_in_celsius | 1
2026-07-31 12:42:32 UTC | bo03_06_CH_ZUESTA | bo03 | 06_CH | ZUESTA | component | StrictComfortDemandController | comfort_band_inner_offset_upper_in_celsius | 0.5
2026-07-31 12:42:32 UTC | bo03_06_CH_ZUESTA | bo03 | 06_CH | ZUESTA | component | StrictComfortDemandController | heating_disabled_above_running_mean_outdoor_temperature_in_celsius | 18
2026-07-31 12:42:32 UTC | bo03_06_CH_ZUESTA | bo03 | 06_CH | ZUESTA | component | StrictComfortDemandController | cooling_enabled_above_running_mean_outdoor_temperature_in_celsius | 22
2026-07-31 12:42:32 UTC | bo03_06_CH_ZUESTA | bo03 | 06_CH | ZUESTA | component | ComfortBandHeatingDemand | building_name | BUI1
2026-07-31 12:42:32 UTC | bo03_06_CH_ZUESTA | bo03 | 06_CH | ZUESTA | component | ComfortBandHeatingDemand | name | ComfortBandHeatingDemand
2026-07-31 12:42:32 UTC | bo03_06_CH_ZUESTA | bo03 | 06_CH | ZUESTA | component | ComfortBandHeatingDemand | max_heating_power_in_watt | 7683.01
2026-07-31 12:42:32 UTC | bo03_06_CH_ZUESTA | bo03 | 06_CH | ZUESTA | component | ComfortBandHeatingDemand | proportional_gain_in_watt_per_kelvin | 15366
2026-07-31 12:42:32 UTC | bo03_06_CH_ZUESTA | bo03 | 06_CH | ZUESTA | component | StrictComfortSetpointModifier | building_name | BUI1
2026-07-31 12:42:32 UTC | bo03_06_CH_ZUESTA | bo03 | 06_CH | ZUESTA | component | StrictComfortSetpointModifier | name | StrictComfortSetpointModifier
2026-07-31 12:42:32 UTC | bo03_06_CH_ZUESTA | bo03 | 06_CH | ZUESTA | component | StrictComfortSetpointModifier | base_heating_setpoint_in_celsius | 20.5
2026-07-31 12:42:32 UTC | bo03_06_CH_ZUESTA | bo03 | 06_CH | ZUESTA | component | StrictComfortSetpointModifier | recovery_gain | 5
2026-07-31 12:42:32 UTC | bo03_06_CH_ZUESTA | bo03 | 06_CH | ZUESTA | component | StrictComfortSetpointModifier | max_recovery_boost_in_celsius | 5
2026-07-31 12:42:32 UTC | bo03_06_CH_ZUESTA | bo03 | 06_CH | ZUESTA | component | StrictComfortSetpointModifier | clamp_min_modifier_in_celsius
2026-07-31 12:42:32 UTC | bo03_06_CH_ZUESTA | bo03 | 06_CH | ZUESTA | component | StrictComfortSetpointModifier | clamp_max_modifier_in_celsius | 15
2026-07-31 12:42:32 UTC | bo03_06_CH_ZUESTA | bo03 | 06_CH | ZUESTA | component | HeatDistributionController | building_name | BUI1
2026-07-31 12:42:32 UTC | bo03_06_CH_ZUESTA | bo03 | 06_CH | ZUESTA | component | HeatDistributionController | name | HeatDistributionController
2026-07-31 12:42:32 UTC | bo03_06_CH_ZUESTA | bo03 | 06_CH | ZUESTA | component | HeatDistributionController | heating_system | HeatDistributionSystemType.FLOORHEATING
2026-07-31 12:42:32 UTC | bo03_06_CH_ZUESTA | bo03 | 06_CH | ZUESTA | component | HeatDistributionController | set_heating_threshold_outside_temperature_in_celsius | 16
2026-07-31 12:42:32 UTC | bo03_06_CH_ZUESTA | bo03 | 06_CH | ZUESTA | component | HeatDistributionController | heating_reference_temperature_in_celsius | -8
2026-07-31 12:42:32 UTC | bo03_06_CH_ZUESTA | bo03 | 06_CH | ZUESTA | component | HeatDistributionController | set_heating_temperature_for_building_in_celsius | 20.5
2026-07-31 12:42:32 UTC | bo03_06_CH_ZUESTA | bo03 | 06_CH | ZUESTA | component | HeatDistributionController | set_cooling_temperature_for_building_in_celsius | 25
2026-07-31 12:42:32 UTC | bo03_06_CH_ZUESTA | bo03 | 06_CH | ZUESTA | component | HeatDistributionController | heating_load_of_building_in_watt | 7683.01
2026-07-31 12:42:32 UTC | bo03_06_CH_ZUESTA | bo03 | 06_CH | ZUESTA | heat_distribution | HeatDistributionSystem | absolute_conditioned_floor_area_in_m2 | 198
2026-07-31 12:42:32 UTC | bo03_06_CH_ZUESTA | bo03 | 06_CH | ZUESTA | component | SplitACController | building_name | BUI1
2026-07-31 12:42:32 UTC | bo03_06_CH_ZUESTA | bo03 | 06_CH | ZUESTA | component | SplitACController | name | SplitACController
2026-07-31 12:42:32 UTC | bo03_06_CH_ZUESTA | bo03 | 06_CH | ZUESTA | component | SplitACController | heating_set_temperature_deg_c
2026-07-31 12:42:32 UTC | bo03_06_CH_ZUESTA | bo03 | 06_CH | ZUESTA | component | SplitACController | cooling_set_temperature_deg_c | 25
2026-07-31 12:42:32 UTC | bo03_06_CH_ZUESTA | bo03 | 06_CH | ZUESTA | component | SplitACController | minimum_runtime_s | 1800
2026-07-31 12:42:32 UTC | bo03_06_CH_ZUESTA | bo03 | 06_CH | ZUESTA | component | SplitACController | minimum_idle_time_s | 900
2026-07-31 12:42:32 UTC | bo03_06_CH_ZUESTA | bo03 | 06_CH | ZUESTA | component | SplitACController | offset | 5
2026-07-31 12:42:32 UTC | bo03_06_CH_ZUESTA | bo03 | 06_CH | ZUESTA | component | SplitACController | temperature_difference_full_power_deg_c | 3
2026-07-31 12:42:32 UTC | bo03_06_CH_ZUESTA | bo03 | 06_CH | ZUESTA | component | SplitACController | minimum_modulation
2026-07-31 12:42:32 UTC | bo03_06_CH_ZUESTA | bo03 | 06_CH | ZUESTA | component | ComfortBandCoolingDemand | building_name | BUI1
2026-07-31 12:42:32 UTC | bo03_06_CH_ZUESTA | bo03 | 06_CH | ZUESTA | component | ComfortBandCoolingDemand | name | ComfortBandCoolingDemand
2026-07-31 12:42:32 UTC | bo03_06_CH_ZUESTA | bo03 | 06_CH | ZUESTA | component | ComfortBandCoolingDemand | max_cooling_power_in_watt | 1102
2026-07-31 12:42:32 UTC | bo03_06_CH_ZUESTA | bo03 | 06_CH | ZUESTA | component | ComfortBandCoolingDemand | proportional_gain_in_watt_per_kelvin | 4
2026-07-31 12:42:32 UTC | bo03_06_CH_ZUESTA | bo03 | 06_CH | ZUESTA | component | ComfortBandCoolingDemand | relaxation_factor | 0.55
2026-07-31 12:42:32 UTC | bo03_06_CH_ZUESTA | bo03 | 06_CH | ZUESTA | component | ComfortBandCoolingDemand | theoretical_blend | comfort_only
2026-07-31 12:42:32 UTC | bo03_06_CH_ZUESTA | bo03 | 06_CH | ZUESTA | component | SplitAC | building_name | BUI1
2026-07-31 12:42:32 UTC | bo03_06_CH_ZUESTA | bo03 | 06_CH | ZUESTA | component | SplitAC | name | SplitAC
2026-07-31 12:42:32 UTC | bo03_06_CH_ZUESTA | bo03 | 06_CH | ZUESTA | component | SplitAC | manufacturer | Panasonic
2026-07-31 12:42:32 UTC | bo03_06_CH_ZUESTA | bo03 | 06_CH | ZUESTA | component | SplitAC | model_name | CS-RE18JKE/CU-RE18JKE
2026-07-31 12:42:32 UTC | bo03_06_CH_ZUESTA | bo03 | 06_CH | ZUESTA | component | SplitAC | scale_factor | 0.1998
2026-07-31 12:42:32 UTC | bo03_06_CH_ZUESTA | bo03 | 06_CH | ZUESTA | component | SplitAC | investment_costs_in_euro | 1400
2026-07-31 12:42:32 UTC | bo03_06_CH_ZUESTA | bo03 | 06_CH | ZUESTA | component | SplitAC | lifetime_in_years | 12
2026-07-31 12:42:32 UTC | bo03_06_CH_ZUESTA | bo03 | 06_CH | ZUESTA | component | SplitAC | co2_emissions_kg_co2_eq | 165.8
2026-07-31 12:42:32 UTC | bo03_06_CH_ZUESTA | bo03 | 06_CH | ZUESTA | component | SplitAC | maintenance_costs_in_euro_per_year | 7
2026-07-31 12:42:32 UTC | bo03_06_CH_ZUESTA | bo03 | 06_CH | ZUESTA | component | BuildingThermalPowerSum | building_name | BUI1
2026-07-31 12:42:32 UTC | bo03_06_CH_ZUESTA | bo03 | 06_CH | ZUESTA | component | BuildingThermalPowerSum | name | BuildingThermalPowerSum
2026-07-31 12:42:32 UTC | bo03_06_CH_ZUESTA | bo03 | 06_CH | ZUESTA | component | BuildingThermalPowerSum | loadtype | LoadTypes.ANY
2026-07-31 12:42:32 UTC | bo03_06_CH_ZUESTA | bo03 | 06_CH | ZUESTA | component | BuildingThermalPowerSum | unit | Units.WATT
2026-07-31 12:42:32 UTC | bo03_06_CH_ZUESTA | bo03 | 06_CH | ZUESTA | component | HeatGeneratorTotalThermalPower | building_name | BUI1
2026-07-31 12:42:32 UTC | bo03_06_CH_ZUESTA | bo03 | 06_CH | ZUESTA | component | HeatGeneratorTotalThermalPower | name | HeatGeneratorTotalThermalPower
2026-07-31 12:42:32 UTC | bo03_06_CH_ZUESTA | bo03 | 06_CH | ZUESTA | component | HeatGeneratorTotalThermalPower | loadtype | LoadTypes.ANY
2026-07-31 12:42:32 UTC | bo03_06_CH_ZUESTA | bo03 | 06_CH | ZUESTA | component | HeatGeneratorTotalThermalPower | unit | Units.WATT
2026-07-31 12:42:32 UTC | bo03_06_CH_ZUESTA | bo03 | 06_CH | ZUESTA | component | HeatGeneratorPlantDhwThermalPower | building_name | BUI1
2026-07-31 12:42:32 UTC | bo03_06_CH_ZUESTA | bo03 | 06_CH | ZUESTA | component | HeatGeneratorPlantDhwThermalPower | name | HeatGeneratorPlantDhwThermalPower
2026-07-31 12:42:32 UTC | bo03_06_CH_ZUESTA | bo03 | 06_CH | ZUESTA | component | HeatGeneratorPlantDhwThermalPower | loadtype | LoadTypes.ANY
2026-07-31 12:42:32 UTC | bo03_06_CH_ZUESTA | bo03 | 06_CH | ZUESTA | component | HeatGeneratorPlantDhwThermalPower | unit | Units.WATT
2026-07-31 12:42:32 UTC | bo03_06_CH_ZUESTA | bo03 | 06_CH | ZUESTA | component | SolarDhwThermalPower | building_name | BUI1
2026-07-31 12:42:32 UTC | bo03_06_CH_ZUESTA | bo03 | 06_CH | ZUESTA | component | SolarDhwThermalPower | name | SolarDhwThermalPower
2026-07-31 12:42:32 UTC | bo03_06_CH_ZUESTA | bo03 | 06_CH | ZUESTA | component | SolarDhwThermalPower | value_watt
2026-07-31 12:42:32 UTC | bo03_06_CH_ZUESTA | bo03 | 06_CH | ZUESTA | component | SolarDhwThermalPower | loadtype | LoadTypes.ANY
2026-07-31 12:42:32 UTC | bo03_06_CH_ZUESTA | bo03 | 06_CH | ZUESTA | component | SolarDhwThermalPower | unit | Units.WATT
2026-07-31 12:42:32 UTC | bo03_06_CH_ZUESTA | bo03 | 06_CH | ZUESTA | thermal_storage | SimpleHotWaterStorage | volume_heating_water_storage_in_liter | 384.1
2026-07-31 12:42:32 UTC | bo03_06_CH_ZUESTA | bo03 | 06_CH | ZUESTA | component | BufferRemainingCapacity60C | building_name | BUI1
2026-07-31 12:42:32 UTC | bo03_06_CH_ZUESTA | bo03 | 06_CH | ZUESTA | component | BufferRemainingCapacity60C | name | BufferRemainingCapacity60C
2026-07-31 12:42:32 UTC | bo03_06_CH_ZUESTA | bo03 | 06_CH | ZUESTA | component | BufferRemainingCapacity60C | volume_heating_water_storage_in_liter | 384.1
2026-07-31 12:42:32 UTC | bo03_06_CH_ZUESTA | bo03 | 06_CH | ZUESTA | component | BufferRemainingCapacity60C | max_temperature_in_celsius | 6
2026-07-31 12:42:32 UTC | bo03_06_CH_ZUESTA | bo03 | 06_CH | ZUESTA | component | BufferRemainingCapacity60C | water_density_kg_per_liter | 0.992
2026-07-31 12:42:32 UTC | bo03_06_CH_ZUESTA | bo03 | 06_CH | ZUESTA | component | BufferRemainingCapacity60C | water_specific_heat_capacity_j_per_kg_per_k | 4180
2026-07-31 12:42:32 UTC | bo03_06_CH_ZUESTA | bo03 | 06_CH | ZUESTA | component | OilBoilerController | building_name | BUI1
2026-07-31 12:42:32 UTC | bo03_06_CH_ZUESTA | bo03 | 06_CH | ZUESTA | component | OilBoilerController | name | OilBoilerController
2026-07-31 12:42:32 UTC | bo03_06_CH_ZUESTA | bo03 | 06_CH | ZUESTA | component | OilBoilerController | is_modulating | true
2026-07-31 12:42:32 UTC | bo03_06_CH_ZUESTA | bo03 | 06_CH | ZUESTA | component | OilBoilerController | set_heating_threshold_outside_temperature_in_celsius | 16
2026-07-31 12:42:32 UTC | bo03_06_CH_ZUESTA | bo03 | 06_CH | ZUESTA | component | OilBoilerController | minimal_thermal_power_in_watt | 0
2026-07-31 12:42:32 UTC | bo03_06_CH_ZUESTA | bo03 | 06_CH | ZUESTA | component | OilBoilerController | maximal_thermal_power_in_watt | 5070
2026-07-31 12:42:32 UTC | bo03_06_CH_ZUESTA | bo03 | 06_CH | ZUESTA | component | OilBoilerController | set_temperature_difference_for_full_power | 5
2026-07-31 12:42:32 UTC | bo03_06_CH_ZUESTA | bo03 | 06_CH | ZUESTA | component | OilBoilerController | minimum_runtime_in_seconds | 1800
2026-07-31 12:42:32 UTC | bo03_06_CH_ZUESTA | bo03 | 06_CH | ZUESTA | component | OilBoilerController | minimum_resting_time_in_seconds | 1800
2026-07-31 12:42:32 UTC | bo03_06_CH_ZUESTA | bo03 | 06_CH | ZUESTA | component | OilBoilerController | with_domestic_hot_water_preparation | true
2026-07-31 12:42:32 UTC | bo03_06_CH_ZUESTA | bo03 | 06_CH | ZUESTA | component | OilBoilerController | secondary_mode | false
2026-07-31 12:42:32 UTC | bo03_06_CH_ZUESTA | bo03 | 06_CH | ZUESTA | component | OilBoilerController | hysteresis_water_temperature_offset | 10
2026-07-31 12:42:32 UTC | bo03_06_CH_ZUESTA | bo03 | 06_CH | ZUESTA | component | OilBoilerController | seasonal_modulation_minimum_enabled | false
2026-07-31 12:42:32 UTC | bo03_06_CH_ZUESTA | bo03 | 06_CH | ZUESTA | component | OilBoilerController | winter_modulation_minimum_thermal_power_in_watt
2026-07-31 12:42:32 UTC | bo03_06_CH_ZUESTA | bo03 | 06_CH | ZUESTA | component | OilBoilerController | summer_modulation_minimum_thermal_power_in_watt
2026-07-31 12:42:32 UTC | bo03_06_CH_ZUESTA | bo03 | 06_CH | ZUESTA | component | OilBoilerController | summer_modulation_daily_avg_outdoor_temperature_threshold_celsius | 16
2026-07-31 12:42:32 UTC | bo03_06_CH_ZUESTA | bo03 | 06_CH | ZUESTA | heat_generator | OilBoiler | minimal_thermal_power_in_watt | 0
2026-07-31 12:42:32 UTC | bo03_06_CH_ZUESTA | bo03 | 06_CH | ZUESTA | heat_generator | OilBoiler | maximal_thermal_power_in_watt | 5070
2026-07-31 12:42:32 UTC | bo03_06_CH_ZUESTA | bo03 | 06_CH | ZUESTA | heat_generator | OilBoiler | eff_th_min | 0.6
2026-07-31 12:42:32 UTC | bo03_06_CH_ZUESTA | bo03 | 06_CH | ZUESTA | heat_generator | OilBoiler | eff_th_max | 0.9
2026-07-31 12:42:32 UTC | bo03_06_CH_ZUESTA | bo03 | 06_CH | ZUESTA | heat_generator | OilBoiler | boiler_type | BoilerType.CONVENTIONAL
2026-07-31 12:42:32 UTC | bo03_06_CH_ZUESTA | bo03 | 06_CH | ZUESTA | heat_generator | OilBoiler | energy_carrier | LoadTypes.OIL
2026-07-31 12:42:32 UTC | bo03_06_CH_ZUESTA | bo03 | 06_CH | ZUESTA | component | FuelMeter | building_name | BUI1
2026-07-31 12:42:32 UTC | bo03_06_CH_ZUESTA | bo03 | 06_CH | ZUESTA | component | FuelMeter | name | FuelMeter
2026-07-31 12:42:32 UTC | bo03_06_CH_ZUESTA | bo03 | 06_CH | ZUESTA | component | FuelMeter | fuel_loadtype | LoadTypes.OIL
2026-07-31 12:42:32 UTC | bo03_06_CH_ZUESTA | bo03 | 06_CH | ZUESTA | component | FuelMeter | heating_value_of_fuel_in_kwh_per_liter | 9.822
2026-07-31 12:42:32 UTC | bo03_06_CH_ZUESTA | bo03 | 06_CH | ZUESTA | component | FuelMeter | fuel_density_in_kg_per_m3 | 83
2026-07-31 12:42:32 UTC | bo03_06_CH_ZUESTA | bo03 | 06_CH | ZUESTA | component | FlexibilityPotential | building_name | BUI1
2026-07-31 12:42:32 UTC | bo03_06_CH_ZUESTA | bo03 | 06_CH | ZUESTA | component | FlexibilityPotential | name | FlexibilityPotential
2026-07-31 12:42:32 UTC | bo03_06_CH_ZUESTA | bo03 | 06_CH | ZUESTA | component | FlexibilityPotential | fallback_heating_cop | 1
2026-07-31 12:42:32 UTC | bo03_06_CH_ZUESTA | bo03 | 06_CH | ZUESTA | component | FlexibilityPotential | fallback_cooling_eer
2026-07-31 12:42:32 UTC | bo03_07_CH_ZUESTA | bo03 | 07_CH | ZUESTA | simulation | SimulationParameters | year | 2050
2026-07-31 12:42:32 UTC | bo03_07_CH_ZUESTA | bo03 | 07_CH | ZUESTA | simulation | SimulationParameters | seconds_per_timestep | 9 | s
2026-07-31 12:42:32 UTC | bo03_07_CH_ZUESTA | bo03 | 07_CH | ZUESTA | simulation | SimulationParameters | country | CH
2026-07-31 12:42:32 UTC | bo03_07_CH_ZUESTA | bo03 | 07_CH | ZUESTA | cli | cli_overrides | ARCH | 07_CH
2026-07-31 12:42:32 UTC | bo03_07_CH_ZUESTA | bo03 | 07_CH | ZUESTA | cli | cli_overrides | WEATHER | ZUESTA
2026-07-31 12:42:32 UTC | bo03_07_CH_ZUESTA | bo03 | 07_CH | ZUESTA | cli | cli_overrides | TIME_HORIZON | future
2026-07-31 12:42:32 UTC | bo03_07_CH_ZUESTA | bo03 | 07_CH | ZUESTA | cli | cli_overrides | SCENARIO | none
2026-07-31 12:42:32 UTC | bo03_07_CH_ZUESTA | bo03 | 07_CH | ZUESTA | cli | cli_overrides | OCC | SIA2024
2026-07-31 12:42:32 UTC | bo03_07_CH_ZUESTA | bo03 | 07_CH | ZUESTA | cli | cli_overrides | HEATGEN_SIZING | IDEAL_LOOKUP
2026-07-31 12:42:32 UTC | bo03_07_CH_ZUESTA | bo03 | 07_CH | ZUESTA | cli | cli_overrides | HP_SHARE_OF_IDEAL | 0.8
2026-07-31 12:42:32 UTC | bo03_07_CH_ZUESTA | bo03 | 07_CH | ZUESTA | internal_loads | SIA2024Occupancy | conditioned_floor_area_in_m2 | 199
2026-07-31 12:42:32 UTC | bo03_07_CH_ZUESTA | bo03 | 07_CH | ZUESTA | internal_loads | SIA2024Occupancy | appliances_load_w_per_m2 | 1
2026-07-31 12:42:32 UTC | bo03_07_CH_ZUESTA | bo03 | 07_CH | ZUESTA | internal_loads | SIA2024Occupancy | lighting_load_w_per_m2 | 3
2026-07-31 12:42:32 UTC | bo03_07_CH_ZUESTA | bo03 | 07_CH | ZUESTA | internal_loads | SIA2024Occupancy | lighting_annual_full_load_hours | 846
2026-07-31 12:42:32 UTC | bo03_07_CH_ZUESTA | bo03 | 07_CH | ZUESTA | internal_loads | SIA2024Occupancy | appliances_yearly_utilization_per_month | 0.7995
2026-07-31 12:42:32 UTC | bo03_07_CH_ZUESTA | bo03 | 07_CH | ZUESTA | weather | Weather | source_path | C:\Users\het\HiSim\hisim\inputs\weather\custom_csv\Zurich\NABZUE_2060_RCP85_DRY.csv
2026-07-31 12:42:32 UTC | bo03_07_CH_ZUESTA | bo03 | 07_CH | ZUESTA | weather | Weather | location | Zurich
2026-07-31 12:42:32 UTC | bo03_07_CH_ZUESTA | bo03 | 07_CH | ZUESTA | weather | Weather | name | Weather
2026-07-31 12:42:32 UTC | bo03_07_CH_ZUESTA | bo03 | 07_CH | ZUESTA | pv | PVSystem | power_in_watt | 12659.2
2026-07-31 12:42:32 UTC | bo03_07_CH_ZUESTA | bo03 | 07_CH | ZUESTA | pv | PVSystem | tilt | 30
2026-07-31 12:42:32 UTC | bo03_07_CH_ZUESTA | bo03 | 07_CH | ZUESTA | pv | PVSystem | azimuth | 180
2026-07-31 12:42:32 UTC | bo03_07_CH_ZUESTA | bo03 | 07_CH | ZUESTA | pv | PVSystem | location | ZUESTA
2026-07-31 12:42:32 UTC | bo03_07_CH_ZUESTA | bo03 | 07_CH | ZUESTA | component | ElectricityMeter | building_name | BUI1
2026-07-31 12:42:32 UTC | bo03_07_CH_ZUESTA | bo03 | 07_CH | ZUESTA | component | ElectricityMeter | name | ElectricityMeter
2026-07-31 12:42:32 UTC | bo03_07_CH_ZUESTA | bo03 | 07_CH | ZUESTA | building | Building | building_name | 1991_2000
2026-07-31 12:42:32 UTC | bo03_07_CH_ZUESTA | bo03 | 07_CH | ZUESTA | building | Building | building_code | AT.N.SFH.06.Gen.ReEx.001.002
2026-07-31 12:42:32 UTC | bo03_07_CH_ZUESTA | bo03 | 07_CH | ZUESTA | building | Building | building_heat_capacity_class | heavy
2026-07-31 12:42:32 UTC | bo03_07_CH_ZUESTA | bo03 | 07_CH | ZUESTA | building | Building | absolute_conditioned_floor_area_in_m2 | 199
2026-07-31 12:42:32 UTC | bo03_07_CH_ZUESTA | bo03 | 07_CH | ZUESTA | building | Building | heating_reference_temperature_in_celsius | -8
2026-07-31 12:42:32 UTC | bo03_07_CH_ZUESTA | bo03 | 07_CH | ZUESTA | building | Building | floor_u_value_in_watt_per_m2_per_kelvin | 0.55
2026-07-31 12:42:32 UTC | bo03_07_CH_ZUESTA | bo03 | 07_CH | ZUESTA | building | Building | floor_area_in_m2 | 81
2026-07-31 12:42:32 UTC | bo03_07_CH_ZUESTA | bo03 | 07_CH | ZUESTA | building | Building | facade_u_value_in_watt_per_m2_per_kelvin | 0.35
2026-07-31 12:42:32 UTC | bo03_07_CH_ZUESTA | bo03 | 07_CH | ZUESTA | building | Building | facade_area_in_m2 | 164
2026-07-31 12:42:32 UTC | bo03_07_CH_ZUESTA | bo03 | 07_CH | ZUESTA | building | Building | roof_u_value_in_watt_per_m2_per_kelvin | 0.34
2026-07-31 12:42:32 UTC | bo03_07_CH_ZUESTA | bo03 | 07_CH | ZUESTA | building | Building | roof_area_in_m2 | 96
2026-07-31 12:42:32 UTC | bo03_07_CH_ZUESTA | bo03 | 07_CH | ZUESTA | building | Building | window_u_value_in_watt_per_m2_per_kelvin | 1.7
2026-07-31 12:42:32 UTC | bo03_07_CH_ZUESTA | bo03 | 07_CH | ZUESTA | building | Building | window_area_in_m2 | 31.84
2026-07-31 12:42:32 UTC | bo03_07_CH_ZUESTA | bo03 | 07_CH | ZUESTA | building | Building | door_u_value_in_watt_per_m2_per_kelvin
2026-07-31 12:42:32 UTC | bo03_07_CH_ZUESTA | bo03 | 07_CH | ZUESTA | building | Building | door_area_in_m2
2026-07-31 12:42:32 UTC | bo03_07_CH_ZUESTA | bo03 | 07_CH | ZUESTA | building | Building | set_heating_temperature_in_celsius | 20.5
2026-07-31 12:42:32 UTC | bo03_07_CH_ZUESTA | bo03 | 07_CH | ZUESTA | building | Building | set_cooling_temperature_in_celsius | 25
2026-07-31 12:42:32 UTC | bo03_07_CH_ZUESTA | bo03 | 07_CH | ZUESTA | building | Building | natural_ventilation_m3_per_h_per_person | 29
2026-07-31 12:42:32 UTC | bo03_07_CH_ZUESTA | bo03 | 07_CH | ZUESTA | building | Building | sia_natural_ventilation_m3_per_h_per_m2 | 0.6
2026-07-31 12:42:32 UTC | bo03_07_CH_ZUESTA | bo03 | 07_CH | ZUESTA | building | Building | swiss_infiltration_rate_per_h | 0.15
2026-07-31 12:42:32 UTC | bo03_07_CH_ZUESTA | bo03 | 07_CH | ZUESTA | building | Building | heating_demand_mode | iso13790
2026-07-31 12:42:32 UTC | bo03_07_CH_ZUESTA | bo03 | 07_CH | ZUESTA | building | Building | operative_heating_proportional_band_in_celsius | 1
2026-07-31 12:42:32 UTC | bo03_07_CH_ZUESTA | bo03 | 07_CH | ZUESTA | building | Building | operative_heating_proportional_gain | 1
2026-07-31 12:42:32 UTC | bo03_07_CH_ZUESTA | bo03 | 07_CH | ZUESTA | building | Building | control_comfort_lower_bound_shift_in_celsius
2026-07-31 12:42:32 UTC | bo03_07_CH_ZUESTA | bo03 | 07_CH | ZUESTA | building | Building | comfort_aware_seasonal_heating_gate | true
2026-07-31 12:42:32 UTC | bo03_07_CH_ZUESTA | bo03 | 07_CH | ZUESTA | component | StrictComfortDemandController | building_name | BUI1
2026-07-31 12:42:32 UTC | bo03_07_CH_ZUESTA | bo03 | 07_CH | ZUESTA | component | StrictComfortDemandController | name | StrictComfortDemandController
2026-07-31 12:42:32 UTC | bo03_07_CH_ZUESTA | bo03 | 07_CH | ZUESTA | component | StrictComfortDemandController | temperature_air_heating_in_celsius | 20.5
2026-07-31 12:42:32 UTC | bo03_07_CH_ZUESTA | bo03 | 07_CH | ZUESTA | component | StrictComfortDemandController | temperature_air_cooling_in_celsius | 24
2026-07-31 12:42:32 UTC | bo03_07_CH_ZUESTA | bo03 | 07_CH | ZUESTA | component | StrictComfortDemandController | offset | 0.5
2026-07-31 12:42:32 UTC | bo03_07_CH_ZUESTA | bo03 | 07_CH | ZUESTA | component | StrictComfortDemandController | mode | 2
2026-07-31 12:42:32 UTC | bo03_07_CH_ZUESTA | bo03 | 07_CH | ZUESTA | component | StrictComfortDemandController | use_adaptive_comfort_band | true
2026-07-31 12:42:32 UTC | bo03_07_CH_ZUESTA | bo03 | 07_CH | ZUESTA | component | StrictComfortDemandController | control_strategy | strict_comfort_band_v1
2026-07-31 12:42:32 UTC | bo03_07_CH_ZUESTA | bo03 | 07_CH | ZUESTA | component | StrictComfortDemandController | comfort_band_inner_offset_in_celsius | 0.5
2026-07-31 12:42:32 UTC | bo03_07_CH_ZUESTA | bo03 | 07_CH | ZUESTA | component | StrictComfortDemandController | comfort_band_inner_offset_lower_in_celsius | 1
2026-07-31 12:42:32 UTC | bo03_07_CH_ZUESTA | bo03 | 07_CH | ZUESTA | component | StrictComfortDemandController | comfort_band_inner_offset_upper_in_celsius | 0.5
2026-07-31 12:42:32 UTC | bo03_07_CH_ZUESTA | bo03 | 07_CH | ZUESTA | component | StrictComfortDemandController | heating_disabled_above_running_mean_outdoor_temperature_in_celsius | 18
2026-07-31 12:42:32 UTC | bo03_07_CH_ZUESTA | bo03 | 07_CH | ZUESTA | component | StrictComfortDemandController | cooling_enabled_above_running_mean_outdoor_temperature_in_celsius | 22
2026-07-31 12:42:32 UTC | bo03_07_CH_ZUESTA | bo03 | 07_CH | ZUESTA | component | ComfortBandHeatingDemand | building_name | BUI1
2026-07-31 12:42:32 UTC | bo03_07_CH_ZUESTA | bo03 | 07_CH | ZUESTA | component | ComfortBandHeatingDemand | name | ComfortBandHeatingDemand
2026-07-31 12:42:32 UTC | bo03_07_CH_ZUESTA | bo03 | 07_CH | ZUESTA | component | ComfortBandHeatingDemand | max_heating_power_in_watt | 7052.23
2026-07-31 12:42:32 UTC | bo03_07_CH_ZUESTA | bo03 | 07_CH | ZUESTA | component | ComfortBandHeatingDemand | proportional_gain_in_watt_per_kelvin | 14104.5
2026-07-31 12:42:32 UTC | bo03_07_CH_ZUESTA | bo03 | 07_CH | ZUESTA | component | StrictComfortSetpointModifier | building_name | BUI1
2026-07-31 12:42:32 UTC | bo03_07_CH_ZUESTA | bo03 | 07_CH | ZUESTA | component | StrictComfortSetpointModifier | name | StrictComfortSetpointModifier
2026-07-31 12:42:32 UTC | bo03_07_CH_ZUESTA | bo03 | 07_CH | ZUESTA | component | StrictComfortSetpointModifier | base_heating_setpoint_in_celsius | 20.5
2026-07-31 12:42:32 UTC | bo03_07_CH_ZUESTA | bo03 | 07_CH | ZUESTA | component | StrictComfortSetpointModifier | recovery_gain | 5
2026-07-31 12:42:32 UTC | bo03_07_CH_ZUESTA | bo03 | 07_CH | ZUESTA | component | StrictComfortSetpointModifier | max_recovery_boost_in_celsius | 5
2026-07-31 12:42:32 UTC | bo03_07_CH_ZUESTA | bo03 | 07_CH | ZUESTA | component | StrictComfortSetpointModifier | clamp_min_modifier_in_celsius
2026-07-31 12:42:32 UTC | bo03_07_CH_ZUESTA | bo03 | 07_CH | ZUESTA | component | StrictComfortSetpointModifier | clamp_max_modifier_in_celsius | 15
2026-07-31 12:42:32 UTC | bo03_07_CH_ZUESTA | bo03 | 07_CH | ZUESTA | component | HeatDistributionController | building_name | BUI1
2026-07-31 12:42:32 UTC | bo03_07_CH_ZUESTA | bo03 | 07_CH | ZUESTA | component | HeatDistributionController | name | HeatDistributionController
2026-07-31 12:42:32 UTC | bo03_07_CH_ZUESTA | bo03 | 07_CH | ZUESTA | component | HeatDistributionController | heating_system | HeatDistributionSystemType.FLOORHEATING
2026-07-31 12:42:32 UTC | bo03_07_CH_ZUESTA | bo03 | 07_CH | ZUESTA | component | HeatDistributionController | set_heating_threshold_outside_temperature_in_celsius | 16
2026-07-31 12:42:32 UTC | bo03_07_CH_ZUESTA | bo03 | 07_CH | ZUESTA | component | HeatDistributionController | heating_reference_temperature_in_celsius | -8
2026-07-31 12:42:32 UTC | bo03_07_CH_ZUESTA | bo03 | 07_CH | ZUESTA | component | HeatDistributionController | set_heating_temperature_for_building_in_celsius | 20.5
2026-07-31 12:42:32 UTC | bo03_07_CH_ZUESTA | bo03 | 07_CH | ZUESTA | component | HeatDistributionController | set_cooling_temperature_for_building_in_celsius | 25
2026-07-31 12:42:32 UTC | bo03_07_CH_ZUESTA | bo03 | 07_CH | ZUESTA | component | HeatDistributionController | heating_load_of_building_in_watt | 7052.23
2026-07-31 12:42:32 UTC | bo03_07_CH_ZUESTA | bo03 | 07_CH | ZUESTA | heat_distribution | HeatDistributionSystem | absolute_conditioned_floor_area_in_m2 | 199
2026-07-31 12:42:32 UTC | bo03_07_CH_ZUESTA | bo03 | 07_CH | ZUESTA | component | SplitACController | building_name | BUI1
2026-07-31 12:42:32 UTC | bo03_07_CH_ZUESTA | bo03 | 07_CH | ZUESTA | component | SplitACController | name | SplitACController
2026-07-31 12:42:32 UTC | bo03_07_CH_ZUESTA | bo03 | 07_CH | ZUESTA | component | SplitACController | heating_set_temperature_deg_c
2026-07-31 12:42:32 UTC | bo03_07_CH_ZUESTA | bo03 | 07_CH | ZUESTA | component | SplitACController | cooling_set_temperature_deg_c | 25
2026-07-31 12:42:32 UTC | bo03_07_CH_ZUESTA | bo03 | 07_CH | ZUESTA | component | SplitACController | minimum_runtime_s | 1800
2026-07-31 12:42:32 UTC | bo03_07_CH_ZUESTA | bo03 | 07_CH | ZUESTA | component | SplitACController | minimum_idle_time_s | 900
2026-07-31 12:42:32 UTC | bo03_07_CH_ZUESTA | bo03 | 07_CH | ZUESTA | component | SplitACController | offset | 5
2026-07-31 12:42:32 UTC | bo03_07_CH_ZUESTA | bo03 | 07_CH | ZUESTA | component | SplitACController | temperature_difference_full_power_deg_c | 3
2026-07-31 12:42:32 UTC | bo03_07_CH_ZUESTA | bo03 | 07_CH | ZUESTA | component | SplitACController | minimum_modulation
2026-07-31 12:42:32 UTC | bo03_07_CH_ZUESTA | bo03 | 07_CH | ZUESTA | component | ComfortBandCoolingDemand | building_name | BUI1
2026-07-31 12:42:32 UTC | bo03_07_CH_ZUESTA | bo03 | 07_CH | ZUESTA | component | ComfortBandCoolingDemand | name | ComfortBandCoolingDemand
2026-07-31 12:42:32 UTC | bo03_07_CH_ZUESTA | bo03 | 07_CH | ZUESTA | component | ComfortBandCoolingDemand | max_cooling_power_in_watt | 1102
2026-07-31 12:42:32 UTC | bo03_07_CH_ZUESTA | bo03 | 07_CH | ZUESTA | component | ComfortBandCoolingDemand | proportional_gain_in_watt_per_kelvin | 4
2026-07-31 12:42:32 UTC | bo03_07_CH_ZUESTA | bo03 | 07_CH | ZUESTA | component | ComfortBandCoolingDemand | relaxation_factor | 0.55
2026-07-31 12:42:32 UTC | bo03_07_CH_ZUESTA | bo03 | 07_CH | ZUESTA | component | ComfortBandCoolingDemand | theoretical_blend | comfort_only
2026-07-31 12:42:32 UTC | bo03_07_CH_ZUESTA | bo03 | 07_CH | ZUESTA | component | SplitAC | building_name | BUI1
2026-07-31 12:42:32 UTC | bo03_07_CH_ZUESTA | bo03 | 07_CH | ZUESTA | component | SplitAC | name | SplitAC
2026-07-31 12:42:32 UTC | bo03_07_CH_ZUESTA | bo03 | 07_CH | ZUESTA | component | SplitAC | manufacturer | Panasonic
2026-07-31 12:42:32 UTC | bo03_07_CH_ZUESTA | bo03 | 07_CH | ZUESTA | component | SplitAC | model_name | CS-RE18JKE/CU-RE18JKE
2026-07-31 12:42:32 UTC | bo03_07_CH_ZUESTA | bo03 | 07_CH | ZUESTA | component | SplitAC | scale_factor | 0.1998
2026-07-31 12:42:32 UTC | bo03_07_CH_ZUESTA | bo03 | 07_CH | ZUESTA | component | SplitAC | investment_costs_in_euro | 1400
2026-07-31 12:42:32 UTC | bo03_07_CH_ZUESTA | bo03 | 07_CH | ZUESTA | component | SplitAC | lifetime_in_years | 12
2026-07-31 12:42:32 UTC | bo03_07_CH_ZUESTA | bo03 | 07_CH | ZUESTA | component | SplitAC | co2_emissions_kg_co2_eq | 165.8
2026-07-31 12:42:32 UTC | bo03_07_CH_ZUESTA | bo03 | 07_CH | ZUESTA | component | SplitAC | maintenance_costs_in_euro_per_year | 7
2026-07-31 12:42:32 UTC | bo03_07_CH_ZUESTA | bo03 | 07_CH | ZUESTA | component | BuildingThermalPowerSum | building_name | BUI1
2026-07-31 12:42:32 UTC | bo03_07_CH_ZUESTA | bo03 | 07_CH | ZUESTA | component | BuildingThermalPowerSum | name | BuildingThermalPowerSum
2026-07-31 12:42:32 UTC | bo03_07_CH_ZUESTA | bo03 | 07_CH | ZUESTA | component | BuildingThermalPowerSum | loadtype | LoadTypes.ANY
2026-07-31 12:42:32 UTC | bo03_07_CH_ZUESTA | bo03 | 07_CH | ZUESTA | component | BuildingThermalPowerSum | unit | Units.WATT
2026-07-31 12:42:32 UTC | bo03_07_CH_ZUESTA | bo03 | 07_CH | ZUESTA | component | HeatGeneratorTotalThermalPower | building_name | BUI1
2026-07-31 12:42:32 UTC | bo03_07_CH_ZUESTA | bo03 | 07_CH | ZUESTA | component | HeatGeneratorTotalThermalPower | name | HeatGeneratorTotalThermalPower
2026-07-31 12:42:32 UTC | bo03_07_CH_ZUESTA | bo03 | 07_CH | ZUESTA | component | HeatGeneratorTotalThermalPower | loadtype | LoadTypes.ANY
2026-07-31 12:42:32 UTC | bo03_07_CH_ZUESTA | bo03 | 07_CH | ZUESTA | component | HeatGeneratorTotalThermalPower | unit | Units.WATT
2026-07-31 12:42:32 UTC | bo03_07_CH_ZUESTA | bo03 | 07_CH | ZUESTA | component | HeatGeneratorPlantDhwThermalPower | building_name | BUI1
2026-07-31 12:42:32 UTC | bo03_07_CH_ZUESTA | bo03 | 07_CH | ZUESTA | component | HeatGeneratorPlantDhwThermalPower | name | HeatGeneratorPlantDhwThermalPower
2026-07-31 12:42:32 UTC | bo03_07_CH_ZUESTA | bo03 | 07_CH | ZUESTA | component | HeatGeneratorPlantDhwThermalPower | loadtype | LoadTypes.ANY
2026-07-31 12:42:32 UTC | bo03_07_CH_ZUESTA | bo03 | 07_CH | ZUESTA | component | HeatGeneratorPlantDhwThermalPower | unit | Units.WATT
2026-07-31 12:42:32 UTC | bo03_07_CH_ZUESTA | bo03 | 07_CH | ZUESTA | component | SolarDhwThermalPower | building_name | BUI1
2026-07-31 12:42:32 UTC | bo03_07_CH_ZUESTA | bo03 | 07_CH | ZUESTA | component | SolarDhwThermalPower | name | SolarDhwThermalPower
2026-07-31 12:42:32 UTC | bo03_07_CH_ZUESTA | bo03 | 07_CH | ZUESTA | component | SolarDhwThermalPower | value_watt
2026-07-31 12:42:32 UTC | bo03_07_CH_ZUESTA | bo03 | 07_CH | ZUESTA | component | SolarDhwThermalPower | loadtype | LoadTypes.ANY
2026-07-31 12:42:32 UTC | bo03_07_CH_ZUESTA | bo03 | 07_CH | ZUESTA | component | SolarDhwThermalPower | unit | Units.WATT
2026-07-31 12:42:32 UTC | bo03_07_CH_ZUESTA | bo03 | 07_CH | ZUESTA | thermal_storage | SimpleHotWaterStorage | volume_heating_water_storage_in_liter | 352.6
2026-07-31 12:42:32 UTC | bo03_07_CH_ZUESTA | bo03 | 07_CH | ZUESTA | component | BufferRemainingCapacity60C | building_name | BUI1
2026-07-31 12:42:32 UTC | bo03_07_CH_ZUESTA | bo03 | 07_CH | ZUESTA | component | BufferRemainingCapacity60C | name | BufferRemainingCapacity60C
2026-07-31 12:42:32 UTC | bo03_07_CH_ZUESTA | bo03 | 07_CH | ZUESTA | component | BufferRemainingCapacity60C | volume_heating_water_storage_in_liter | 352.6
2026-07-31 12:42:32 UTC | bo03_07_CH_ZUESTA | bo03 | 07_CH | ZUESTA | component | BufferRemainingCapacity60C | max_temperature_in_celsius | 6
2026-07-31 12:42:32 UTC | bo03_07_CH_ZUESTA | bo03 | 07_CH | ZUESTA | component | BufferRemainingCapacity60C | water_density_kg_per_liter | 0.992
2026-07-31 12:42:32 UTC | bo03_07_CH_ZUESTA | bo03 | 07_CH | ZUESTA | component | BufferRemainingCapacity60C | water_specific_heat_capacity_j_per_kg_per_k | 4180
2026-07-31 12:42:32 UTC | bo03_07_CH_ZUESTA | bo03 | 07_CH | ZUESTA | component | OilBoilerController | building_name | BUI1
2026-07-31 12:42:32 UTC | bo03_07_CH_ZUESTA | bo03 | 07_CH | ZUESTA | component | OilBoilerController | name | OilBoilerController
2026-07-31 12:42:32 UTC | bo03_07_CH_ZUESTA | bo03 | 07_CH | ZUESTA | component | OilBoilerController | is_modulating | true
2026-07-31 12:42:32 UTC | bo03_07_CH_ZUESTA | bo03 | 07_CH | ZUESTA | component | OilBoilerController | set_heating_threshold_outside_temperature_in_celsius | 16
2026-07-31 12:42:32 UTC | bo03_07_CH_ZUESTA | bo03 | 07_CH | ZUESTA | component | OilBoilerController | minimal_thermal_power_in_watt | 0
2026-07-31 12:42:32 UTC | bo03_07_CH_ZUESTA | bo03 | 07_CH | ZUESTA | component | OilBoilerController | maximal_thermal_power_in_watt | 4730
2026-07-31 12:42:32 UTC | bo03_07_CH_ZUESTA | bo03 | 07_CH | ZUESTA | component | OilBoilerController | set_temperature_difference_for_full_power | 5
2026-07-31 12:42:32 UTC | bo03_07_CH_ZUESTA | bo03 | 07_CH | ZUESTA | component | OilBoilerController | minimum_runtime_in_seconds | 1800
2026-07-31 12:42:32 UTC | bo03_07_CH_ZUESTA | bo03 | 07_CH | ZUESTA | component | OilBoilerController | minimum_resting_time_in_seconds | 1800
2026-07-31 12:42:32 UTC | bo03_07_CH_ZUESTA | bo03 | 07_CH | ZUESTA | component | OilBoilerController | with_domestic_hot_water_preparation | true
2026-07-31 12:42:32 UTC | bo03_07_CH_ZUESTA | bo03 | 07_CH | ZUESTA | component | OilBoilerController | secondary_mode | false
2026-07-31 12:42:32 UTC | bo03_07_CH_ZUESTA | bo03 | 07_CH | ZUESTA | component | OilBoilerController | hysteresis_water_temperature_offset | 10
2026-07-31 12:42:32 UTC | bo03_07_CH_ZUESTA | bo03 | 07_CH | ZUESTA | component | OilBoilerController | seasonal_modulation_minimum_enabled | false
2026-07-31 12:42:32 UTC | bo03_07_CH_ZUESTA | bo03 | 07_CH | ZUESTA | component | OilBoilerController | winter_modulation_minimum_thermal_power_in_watt
2026-07-31 12:42:32 UTC | bo03_07_CH_ZUESTA | bo03 | 07_CH | ZUESTA | component | OilBoilerController | summer_modulation_minimum_thermal_power_in_watt
2026-07-31 12:42:32 UTC | bo03_07_CH_ZUESTA | bo03 | 07_CH | ZUESTA | component | OilBoilerController | summer_modulation_daily_avg_outdoor_temperature_threshold_celsius | 16
2026-07-31 12:42:32 UTC | bo03_07_CH_ZUESTA | bo03 | 07_CH | ZUESTA | heat_generator | OilBoiler | minimal_thermal_power_in_watt | 0
2026-07-31 12:42:32 UTC | bo03_07_CH_ZUESTA | bo03 | 07_CH | ZUESTA | heat_generator | OilBoiler | maximal_thermal_power_in_watt | 4730
2026-07-31 12:42:32 UTC | bo03_07_CH_ZUESTA | bo03 | 07_CH | ZUESTA | heat_generator | OilBoiler | eff_th_min | 0.6
2026-07-31 12:42:32 UTC | bo03_07_CH_ZUESTA | bo03 | 07_CH | ZUESTA | heat_generator | OilBoiler | eff_th_max | 0.9
2026-07-31 12:42:32 UTC | bo03_07_CH_ZUESTA | bo03 | 07_CH | ZUESTA | heat_generator | OilBoiler | boiler_type | BoilerType.CONVENTIONAL
2026-07-31 12:42:32 UTC | bo03_07_CH_ZUESTA | bo03 | 07_CH | ZUESTA | heat_generator | OilBoiler | energy_carrier | LoadTypes.OIL
2026-07-31 12:42:32 UTC | bo03_07_CH_ZUESTA | bo03 | 07_CH | ZUESTA | component | FuelMeter | building_name | BUI1
2026-07-31 12:42:32 UTC | bo03_07_CH_ZUESTA | bo03 | 07_CH | ZUESTA | component | FuelMeter | name | FuelMeter
2026-07-31 12:42:32 UTC | bo03_07_CH_ZUESTA | bo03 | 07_CH | ZUESTA | component | FuelMeter | fuel_loadtype | LoadTypes.OIL
2026-07-31 12:42:32 UTC | bo03_07_CH_ZUESTA | bo03 | 07_CH | ZUESTA | component | FuelMeter | heating_value_of_fuel_in_kwh_per_liter | 9.822
2026-07-31 12:42:32 UTC | bo03_07_CH_ZUESTA | bo03 | 07_CH | ZUESTA | component | FuelMeter | fuel_density_in_kg_per_m3 | 83
2026-07-31 12:42:32 UTC | bo03_07_CH_ZUESTA | bo03 | 07_CH | ZUESTA | component | FlexibilityPotential | building_name | BUI1
2026-07-31 12:42:32 UTC | bo03_07_CH_ZUESTA | bo03 | 07_CH | ZUESTA | component | FlexibilityPotential | name | FlexibilityPotential
2026-07-31 12:42:32 UTC | bo03_07_CH_ZUESTA | bo03 | 07_CH | ZUESTA | component | FlexibilityPotential | fallback_heating_cop | 1
2026-07-31 12:42:32 UTC | bo03_07_CH_ZUESTA | bo03 | 07_CH | ZUESTA | component | FlexibilityPotential | fallback_cooling_eer
2026-07-31 12:42:32 UTC | bo03_08_CH_ZUESTA | bo03 | 08_CH | ZUESTA | simulation | SimulationParameters | year | 2050
2026-07-31 12:42:32 UTC | bo03_08_CH_ZUESTA | bo03 | 08_CH | ZUESTA | simulation | SimulationParameters | seconds_per_timestep | 9 | s
2026-07-31 12:42:32 UTC | bo03_08_CH_ZUESTA | bo03 | 08_CH | ZUESTA | simulation | SimulationParameters | country | CH
2026-07-31 12:42:32 UTC | bo03_08_CH_ZUESTA | bo03 | 08_CH | ZUESTA | cli | cli_overrides | ARCH | 08_CH
2026-07-31 12:42:32 UTC | bo03_08_CH_ZUESTA | bo03 | 08_CH | ZUESTA | cli | cli_overrides | WEATHER | ZUESTA
2026-07-31 12:42:32 UTC | bo03_08_CH_ZUESTA | bo03 | 08_CH | ZUESTA | cli | cli_overrides | TIME_HORIZON | future
2026-07-31 12:42:32 UTC | bo03_08_CH_ZUESTA | bo03 | 08_CH | ZUESTA | cli | cli_overrides | SCENARIO | none
2026-07-31 12:42:32 UTC | bo03_08_CH_ZUESTA | bo03 | 08_CH | ZUESTA | cli | cli_overrides | OCC | SIA2024
2026-07-31 12:42:32 UTC | bo03_08_CH_ZUESTA | bo03 | 08_CH | ZUESTA | cli | cli_overrides | HEATGEN_SIZING | IDEAL_LOOKUP
2026-07-31 12:42:32 UTC | bo03_08_CH_ZUESTA | bo03 | 08_CH | ZUESTA | cli | cli_overrides | HP_SHARE_OF_IDEAL | 0.8
2026-07-31 12:42:32 UTC | bo03_08_CH_ZUESTA | bo03 | 08_CH | ZUESTA | internal_loads | SIA2024Occupancy | conditioned_floor_area_in_m2 | 201
2026-07-31 12:42:32 UTC | bo03_08_CH_ZUESTA | bo03 | 08_CH | ZUESTA | internal_loads | SIA2024Occupancy | appliances_load_w_per_m2 | 1
2026-07-31 12:42:32 UTC | bo03_08_CH_ZUESTA | bo03 | 08_CH | ZUESTA | internal_loads | SIA2024Occupancy | lighting_load_w_per_m2 | 3
2026-07-31 12:42:32 UTC | bo03_08_CH_ZUESTA | bo03 | 08_CH | ZUESTA | internal_loads | SIA2024Occupancy | lighting_annual_full_load_hours | 846
2026-07-31 12:42:32 UTC | bo03_08_CH_ZUESTA | bo03 | 08_CH | ZUESTA | internal_loads | SIA2024Occupancy | appliances_yearly_utilization_per_month | 0.7995
2026-07-31 12:42:32 UTC | bo03_08_CH_ZUESTA | bo03 | 08_CH | ZUESTA | weather | Weather | source_path | C:\Users\het\HiSim\hisim\inputs\weather\custom_csv\Zurich\NABZUE_2060_RCP85_DRY.csv
2026-07-31 12:42:32 UTC | bo03_08_CH_ZUESTA | bo03 | 08_CH | ZUESTA | weather | Weather | location | Zurich
2026-07-31 12:42:32 UTC | bo03_08_CH_ZUESTA | bo03 | 08_CH | ZUESTA | weather | Weather | name | Weather
2026-07-31 12:42:32 UTC | bo03_08_CH_ZUESTA | bo03 | 08_CH | ZUESTA | pv | PVSystem | power_in_watt | 12759.4
2026-07-31 12:42:32 UTC | bo03_08_CH_ZUESTA | bo03 | 08_CH | ZUESTA | pv | PVSystem | tilt | 30
2026-07-31 12:42:32 UTC | bo03_08_CH_ZUESTA | bo03 | 08_CH | ZUESTA | pv | PVSystem | azimuth | 180
2026-07-31 12:42:32 UTC | bo03_08_CH_ZUESTA | bo03 | 08_CH | ZUESTA | pv | PVSystem | location | ZUESTA
2026-07-31 12:42:32 UTC | bo03_08_CH_ZUESTA | bo03 | 08_CH | ZUESTA | component | ElectricityMeter | building_name | BUI1
2026-07-31 12:42:32 UTC | bo03_08_CH_ZUESTA | bo03 | 08_CH | ZUESTA | component | ElectricityMeter | name | ElectricityMeter
2026-07-31 12:42:32 UTC | bo03_08_CH_ZUESTA | bo03 | 08_CH | ZUESTA | building | Building | building_name | 2001_2010
2026-07-31 12:42:32 UTC | bo03_08_CH_ZUESTA | bo03 | 08_CH | ZUESTA | building | Building | building_code | AT.N.SFH.07.Gen.ReEx.001.002
2026-07-31 12:42:32 UTC | bo03_08_CH_ZUESTA | bo03 | 08_CH | ZUESTA | building | Building | building_heat_capacity_class | heavy
2026-07-31 12:42:32 UTC | bo03_08_CH_ZUESTA | bo03 | 08_CH | ZUESTA | building | Building | absolute_conditioned_floor_area_in_m2 | 201
2026-07-31 12:42:32 UTC | bo03_08_CH_ZUESTA | bo03 | 08_CH | ZUESTA | building | Building | heating_reference_temperature_in_celsius | -8
2026-07-31 12:42:32 UTC | bo03_08_CH_ZUESTA | bo03 | 08_CH | ZUESTA | building | Building | floor_u_value_in_watt_per_m2_per_kelvin | 0.38
2026-07-31 12:42:32 UTC | bo03_08_CH_ZUESTA | bo03 | 08_CH | ZUESTA | building | Building | floor_area_in_m2 | 84.2
2026-07-31 12:42:32 UTC | bo03_08_CH_ZUESTA | bo03 | 08_CH | ZUESTA | building | Building | facade_u_value_in_watt_per_m2_per_kelvin | 0.3
2026-07-31 12:42:32 UTC | bo03_08_CH_ZUESTA | bo03 | 08_CH | ZUESTA | building | Building | facade_area_in_m2 | 177.6
2026-07-31 12:42:32 UTC | bo03_08_CH_ZUESTA | bo03 | 08_CH | ZUESTA | building | Building | roof_u_value_in_watt_per_m2_per_kelvin | 0.26
2026-07-31 12:42:32 UTC | bo03_08_CH_ZUESTA | bo03 | 08_CH | ZUESTA | building | Building | roof_area_in_m2 | 96.76
2026-07-31 12:42:32 UTC | bo03_08_CH_ZUESTA | bo03 | 08_CH | ZUESTA | building | Building | window_u_value_in_watt_per_m2_per_kelvin | 1.5
2026-07-31 12:42:32 UTC | bo03_08_CH_ZUESTA | bo03 | 08_CH | ZUESTA | building | Building | window_area_in_m2 | 32.16
2026-07-31 12:42:32 UTC | bo03_08_CH_ZUESTA | bo03 | 08_CH | ZUESTA | building | Building | door_u_value_in_watt_per_m2_per_kelvin
2026-07-31 12:42:32 UTC | bo03_08_CH_ZUESTA | bo03 | 08_CH | ZUESTA | building | Building | door_area_in_m2
2026-07-31 12:42:32 UTC | bo03_08_CH_ZUESTA | bo03 | 08_CH | ZUESTA | building | Building | set_heating_temperature_in_celsius | 20.5
2026-07-31 12:42:32 UTC | bo03_08_CH_ZUESTA | bo03 | 08_CH | ZUESTA | building | Building | set_cooling_temperature_in_celsius | 25
2026-07-31 12:42:32 UTC | bo03_08_CH_ZUESTA | bo03 | 08_CH | ZUESTA | building | Building | natural_ventilation_m3_per_h_per_person | 29
2026-07-31 12:42:32 UTC | bo03_08_CH_ZUESTA | bo03 | 08_CH | ZUESTA | building | Building | sia_natural_ventilation_m3_per_h_per_m2 | 0.6
2026-07-31 12:42:32 UTC | bo03_08_CH_ZUESTA | bo03 | 08_CH | ZUESTA | building | Building | swiss_infiltration_rate_per_h | 0.15
2026-07-31 12:42:32 UTC | bo03_08_CH_ZUESTA | bo03 | 08_CH | ZUESTA | building | Building | heating_demand_mode | iso13790
2026-07-31 12:42:32 UTC | bo03_08_CH_ZUESTA | bo03 | 08_CH | ZUESTA | building | Building | operative_heating_proportional_band_in_celsius | 1
2026-07-31 12:42:32 UTC | bo03_08_CH_ZUESTA | bo03 | 08_CH | ZUESTA | building | Building | operative_heating_proportional_gain | 1
2026-07-31 12:42:32 UTC | bo03_08_CH_ZUESTA | bo03 | 08_CH | ZUESTA | building | Building | control_comfort_lower_bound_shift_in_celsius
2026-07-31 12:42:32 UTC | bo03_08_CH_ZUESTA | bo03 | 08_CH | ZUESTA | building | Building | comfort_aware_seasonal_heating_gate | true
2026-07-31 12:42:32 UTC | bo03_08_CH_ZUESTA | bo03 | 08_CH | ZUESTA | component | StrictComfortDemandController | building_name | BUI1
2026-07-31 12:42:32 UTC | bo03_08_CH_ZUESTA | bo03 | 08_CH | ZUESTA | component | StrictComfortDemandController | name | StrictComfortDemandController
2026-07-31 12:42:32 UTC | bo03_08_CH_ZUESTA | bo03 | 08_CH | ZUESTA | component | StrictComfortDemandController | temperature_air_heating_in_celsius | 20.5
2026-07-31 12:42:32 UTC | bo03_08_CH_ZUESTA | bo03 | 08_CH | ZUESTA | component | StrictComfortDemandController | temperature_air_cooling_in_celsius | 24
2026-07-31 12:42:32 UTC | bo03_08_CH_ZUESTA | bo03 | 08_CH | ZUESTA | component | StrictComfortDemandController | offset | 0.5
2026-07-31 12:42:32 UTC | bo03_08_CH_ZUESTA | bo03 | 08_CH | ZUESTA | component | StrictComfortDemandController | mode | 2
2026-07-31 12:42:32 UTC | bo03_08_CH_ZUESTA | bo03 | 08_CH | ZUESTA | component | StrictComfortDemandController | use_adaptive_comfort_band | true
2026-07-31 12:42:32 UTC | bo03_08_CH_ZUESTA | bo03 | 08_CH | ZUESTA | component | StrictComfortDemandController | control_strategy | strict_comfort_band_v1
2026-07-31 12:42:32 UTC | bo03_08_CH_ZUESTA | bo03 | 08_CH | ZUESTA | component | StrictComfortDemandController | comfort_band_inner_offset_in_celsius | 0.5
2026-07-31 12:42:32 UTC | bo03_08_CH_ZUESTA | bo03 | 08_CH | ZUESTA | component | StrictComfortDemandController | comfort_band_inner_offset_lower_in_celsius | 1
2026-07-31 12:42:32 UTC | bo03_08_CH_ZUESTA | bo03 | 08_CH | ZUESTA | component | StrictComfortDemandController | comfort_band_inner_offset_upper_in_celsius | 0.5
2026-07-31 12:42:32 UTC | bo03_08_CH_ZUESTA | bo03 | 08_CH | ZUESTA | component | StrictComfortDemandController | heating_disabled_above_running_mean_outdoor_temperature_in_celsius | 18
2026-07-31 12:42:32 UTC | bo03_08_CH_ZUESTA | bo03 | 08_CH | ZUESTA | component | StrictComfortDemandController | cooling_enabled_above_running_mean_outdoor_temperature_in_celsius | 22
2026-07-31 12:42:32 UTC | bo03_08_CH_ZUESTA | bo03 | 08_CH | ZUESTA | component | ComfortBandHeatingDemand | building_name | BUI1
2026-07-31 12:42:32 UTC | bo03_08_CH_ZUESTA | bo03 | 08_CH | ZUESTA | component | ComfortBandHeatingDemand | name | ComfortBandHeatingDemand
2026-07-31 12:42:32 UTC | bo03_08_CH_ZUESTA | bo03 | 08_CH | ZUESTA | component | ComfortBandHeatingDemand | max_heating_power_in_watt | 5754.87
2026-07-31 12:42:32 UTC | bo03_08_CH_ZUESTA | bo03 | 08_CH | ZUESTA | component | ComfortBandHeatingDemand | proportional_gain_in_watt_per_kelvin | 11509.7
2026-07-31 12:42:32 UTC | bo03_08_CH_ZUESTA | bo03 | 08_CH | ZUESTA | component | StrictComfortSetpointModifier | building_name | BUI1
2026-07-31 12:42:32 UTC | bo03_08_CH_ZUESTA | bo03 | 08_CH | ZUESTA | component | StrictComfortSetpointModifier | name | StrictComfortSetpointModifier
2026-07-31 12:42:32 UTC | bo03_08_CH_ZUESTA | bo03 | 08_CH | ZUESTA | component | StrictComfortSetpointModifier | base_heating_setpoint_in_celsius | 20.5
2026-07-31 12:42:32 UTC | bo03_08_CH_ZUESTA | bo03 | 08_CH | ZUESTA | component | StrictComfortSetpointModifier | recovery_gain | 5
2026-07-31 12:42:32 UTC | bo03_08_CH_ZUESTA | bo03 | 08_CH | ZUESTA | component | StrictComfortSetpointModifier | max_recovery_boost_in_celsius | 5
2026-07-31 12:42:32 UTC | bo03_08_CH_ZUESTA | bo03 | 08_CH | ZUESTA | component | StrictComfortSetpointModifier | clamp_min_modifier_in_celsius
2026-07-31 12:42:32 UTC | bo03_08_CH_ZUESTA | bo03 | 08_CH | ZUESTA | component | StrictComfortSetpointModifier | clamp_max_modifier_in_celsius | 15
2026-07-31 12:42:32 UTC | bo03_08_CH_ZUESTA | bo03 | 08_CH | ZUESTA | component | HeatDistributionController | building_name | BUI1
2026-07-31 12:42:32 UTC | bo03_08_CH_ZUESTA | bo03 | 08_CH | ZUESTA | component | HeatDistributionController | name | HeatDistributionController
2026-07-31 12:42:32 UTC | bo03_08_CH_ZUESTA | bo03 | 08_CH | ZUESTA | component | HeatDistributionController | heating_system | HeatDistributionSystemType.FLOORHEATING
2026-07-31 12:42:32 UTC | bo03_08_CH_ZUESTA | bo03 | 08_CH | ZUESTA | component | HeatDistributionController | set_heating_threshold_outside_temperature_in_celsius | 16
2026-07-31 12:42:32 UTC | bo03_08_CH_ZUESTA | bo03 | 08_CH | ZUESTA | component | HeatDistributionController | heating_reference_temperature_in_celsius | -8
2026-07-31 12:42:32 UTC | bo03_08_CH_ZUESTA | bo03 | 08_CH | ZUESTA | component | HeatDistributionController | set_heating_temperature_for_building_in_celsius | 20.5
2026-07-31 12:42:32 UTC | bo03_08_CH_ZUESTA | bo03 | 08_CH | ZUESTA | component | HeatDistributionController | set_cooling_temperature_for_building_in_celsius | 25
2026-07-31 12:42:32 UTC | bo03_08_CH_ZUESTA | bo03 | 08_CH | ZUESTA | component | HeatDistributionController | heating_load_of_building_in_watt | 5754.87
2026-07-31 12:42:32 UTC | bo03_08_CH_ZUESTA | bo03 | 08_CH | ZUESTA | heat_distribution | HeatDistributionSystem | absolute_conditioned_floor_area_in_m2 | 201
2026-07-31 12:42:32 UTC | bo03_08_CH_ZUESTA | bo03 | 08_CH | ZUESTA | component | SplitACController | building_name | BUI1
2026-07-31 12:42:32 UTC | bo03_08_CH_ZUESTA | bo03 | 08_CH | ZUESTA | component | SplitACController | name | SplitACController
2026-07-31 12:42:32 UTC | bo03_08_CH_ZUESTA | bo03 | 08_CH | ZUESTA | component | SplitACController | heating_set_temperature_deg_c
2026-07-31 12:42:32 UTC | bo03_08_CH_ZUESTA | bo03 | 08_CH | ZUESTA | component | SplitACController | cooling_set_temperature_deg_c | 25
2026-07-31 12:42:32 UTC | bo03_08_CH_ZUESTA | bo03 | 08_CH | ZUESTA | component | SplitACController | minimum_runtime_s | 1800
2026-07-31 12:42:32 UTC | bo03_08_CH_ZUESTA | bo03 | 08_CH | ZUESTA | component | SplitACController | minimum_idle_time_s | 900
2026-07-31 12:42:32 UTC | bo03_08_CH_ZUESTA | bo03 | 08_CH | ZUESTA | component | SplitACController | offset | 5
2026-07-31 12:42:32 UTC | bo03_08_CH_ZUESTA | bo03 | 08_CH | ZUESTA | component | SplitACController | temperature_difference_full_power_deg_c | 3
2026-07-31 12:42:32 UTC | bo03_08_CH_ZUESTA | bo03 | 08_CH | ZUESTA | component | SplitACController | minimum_modulation
2026-07-31 12:42:32 UTC | bo03_08_CH_ZUESTA | bo03 | 08_CH | ZUESTA | component | ComfortBandCoolingDemand | building_name | BUI1
2026-07-31 12:42:32 UTC | bo03_08_CH_ZUESTA | bo03 | 08_CH | ZUESTA | component | ComfortBandCoolingDemand | name | ComfortBandCoolingDemand
2026-07-31 12:42:32 UTC | bo03_08_CH_ZUESTA | bo03 | 08_CH | ZUESTA | component | ComfortBandCoolingDemand | max_cooling_power_in_watt | 95
2026-07-31 12:42:32 UTC | bo03_08_CH_ZUESTA | bo03 | 08_CH | ZUESTA | component | ComfortBandCoolingDemand | proportional_gain_in_watt_per_kelvin | 4
2026-07-31 12:42:32 UTC | bo03_08_CH_ZUESTA | bo03 | 08_CH | ZUESTA | component | ComfortBandCoolingDemand | relaxation_factor | 0.55
2026-07-31 12:42:32 UTC | bo03_08_CH_ZUESTA | bo03 | 08_CH | ZUESTA | component | ComfortBandCoolingDemand | theoretical_blend | comfort_only
2026-07-31 12:42:32 UTC | bo03_08_CH_ZUESTA | bo03 | 08_CH | ZUESTA | component | SplitAC | building_name | BUI1
2026-07-31 12:42:32 UTC | bo03_08_CH_ZUESTA | bo03 | 08_CH | ZUESTA | component | SplitAC | name | SplitAC
2026-07-31 12:42:32 UTC | bo03_08_CH_ZUESTA | bo03 | 08_CH | ZUESTA | component | SplitAC | manufacturer | Panasonic
2026-07-31 12:42:32 UTC | bo03_08_CH_ZUESTA | bo03 | 08_CH | ZUESTA | component | SplitAC | model_name | CS-RE18JKE/CU-RE18JKE
2026-07-31 12:42:32 UTC | bo03_08_CH_ZUESTA | bo03 | 08_CH | ZUESTA | component | SplitAC | scale_factor | 0.2156
2026-07-31 12:42:32 UTC | bo03_08_CH_ZUESTA | bo03 | 08_CH | ZUESTA | component | SplitAC | investment_costs_in_euro | 4527.92
2026-07-31 12:42:32 UTC | bo03_08_CH_ZUESTA | bo03 | 08_CH | ZUESTA | component | SplitAC | lifetime_in_years | 12
2026-07-31 12:42:32 UTC | bo03_08_CH_ZUESTA | bo03 | 08_CH | ZUESTA | component | SplitAC | co2_emissions_kg_co2_eq | 165.8
2026-07-31 12:42:32 UTC | bo03_08_CH_ZUESTA | bo03 | 08_CH | ZUESTA | component | SplitAC | maintenance_costs_in_euro_per_year | 226.4
2026-07-31 12:42:32 UTC | bo03_08_CH_ZUESTA | bo03 | 08_CH | ZUESTA | component | BuildingThermalPowerSum | building_name | BUI1
2026-07-31 12:42:32 UTC | bo03_08_CH_ZUESTA | bo03 | 08_CH | ZUESTA | component | BuildingThermalPowerSum | name | BuildingThermalPowerSum
2026-07-31 12:42:32 UTC | bo03_08_CH_ZUESTA | bo03 | 08_CH | ZUESTA | component | BuildingThermalPowerSum | loadtype | LoadTypes.ANY
2026-07-31 12:42:32 UTC | bo03_08_CH_ZUESTA | bo03 | 08_CH | ZUESTA | component | BuildingThermalPowerSum | unit | Units.WATT
2026-07-31 12:42:32 UTC | bo03_08_CH_ZUESTA | bo03 | 08_CH | ZUESTA | component | HeatGeneratorTotalThermalPower | building_name | BUI1
2026-07-31 12:42:32 UTC | bo03_08_CH_ZUESTA | bo03 | 08_CH | ZUESTA | component | HeatGeneratorTotalThermalPower | name | HeatGeneratorTotalThermalPower
2026-07-31 12:42:32 UTC | bo03_08_CH_ZUESTA | bo03 | 08_CH | ZUESTA | component | HeatGeneratorTotalThermalPower | loadtype | LoadTypes.ANY
2026-07-31 12:42:32 UTC | bo03_08_CH_ZUESTA | bo03 | 08_CH | ZUESTA | component | HeatGeneratorTotalThermalPower | unit | Units.WATT
2026-07-31 12:42:32 UTC | bo03_08_CH_ZUESTA | bo03 | 08_CH | ZUESTA | component | HeatGeneratorPlantDhwThermalPower | building_name | BUI1
2026-07-31 12:42:32 UTC | bo03_08_CH_ZUESTA | bo03 | 08_CH | ZUESTA | component | HeatGeneratorPlantDhwThermalPower | name | HeatGeneratorPlantDhwThermalPower
2026-07-31 12:42:32 UTC | bo03_08_CH_ZUESTA | bo03 | 08_CH | ZUESTA | component | HeatGeneratorPlantDhwThermalPower | loadtype | LoadTypes.ANY
2026-07-31 12:42:32 UTC | bo03_08_CH_ZUESTA | bo03 | 08_CH | ZUESTA | component | HeatGeneratorPlantDhwThermalPower | unit | Units.WATT
2026-07-31 12:42:32 UTC | bo03_08_CH_ZUESTA | bo03 | 08_CH | ZUESTA | component | SolarDhwThermalPower | building_name | BUI1
2026-07-31 12:42:32 UTC | bo03_08_CH_ZUESTA | bo03 | 08_CH | ZUESTA | component | SolarDhwThermalPower | name | SolarDhwThermalPower
2026-07-31 12:42:32 UTC | bo03_08_CH_ZUESTA | bo03 | 08_CH | ZUESTA | component | SolarDhwThermalPower | value_watt
2026-07-31 12:42:32 UTC | bo03_08_CH_ZUESTA | bo03 | 08_CH | ZUESTA | component | SolarDhwThermalPower | loadtype | LoadTypes.ANY
2026-07-31 12:42:32 UTC | bo03_08_CH_ZUESTA | bo03 | 08_CH | ZUESTA | component | SolarDhwThermalPower | unit | Units.WATT
2026-07-31 12:42:32 UTC | bo03_08_CH_ZUESTA | bo03 | 08_CH | ZUESTA | thermal_storage | SimpleHotWaterStorage | volume_heating_water_storage_in_liter | 287.7
2026-07-31 12:42:32 UTC | bo03_08_CH_ZUESTA | bo03 | 08_CH | ZUESTA | component | BufferRemainingCapacity60C | building_name | BUI1
2026-07-31 12:42:32 UTC | bo03_08_CH_ZUESTA | bo03 | 08_CH | ZUESTA | component | BufferRemainingCapacity60C | name | BufferRemainingCapacity60C
2026-07-31 12:42:32 UTC | bo03_08_CH_ZUESTA | bo03 | 08_CH | ZUESTA | component | BufferRemainingCapacity60C | volume_heating_water_storage_in_liter | 287.7
2026-07-31 12:42:32 UTC | bo03_08_CH_ZUESTA | bo03 | 08_CH | ZUESTA | component | BufferRemainingCapacity60C | max_temperature_in_celsius | 6
2026-07-31 12:42:32 UTC | bo03_08_CH_ZUESTA | bo03 | 08_CH | ZUESTA | component | BufferRemainingCapacity60C | water_density_kg_per_liter | 0.992
2026-07-31 12:42:32 UTC | bo03_08_CH_ZUESTA | bo03 | 08_CH | ZUESTA | component | BufferRemainingCapacity60C | water_specific_heat_capacity_j_per_kg_per_k | 4180
2026-07-31 12:42:32 UTC | bo03_08_CH_ZUESTA | bo03 | 08_CH | ZUESTA | component | OilBoilerController | building_name | BUI1
2026-07-31 12:42:32 UTC | bo03_08_CH_ZUESTA | bo03 | 08_CH | ZUESTA | component | OilBoilerController | name | OilBoilerController
2026-07-31 12:42:32 UTC | bo03_08_CH_ZUESTA | bo03 | 08_CH | ZUESTA | component | OilBoilerController | is_modulating | true
2026-07-31 12:42:32 UTC | bo03_08_CH_ZUESTA | bo03 | 08_CH | ZUESTA | component | OilBoilerController | set_heating_threshold_outside_temperature_in_celsius | 16
2026-07-31 12:42:32 UTC | bo03_08_CH_ZUESTA | bo03 | 08_CH | ZUESTA | component | OilBoilerController | minimal_thermal_power_in_watt | 0
2026-07-31 12:42:32 UTC | bo03_08_CH_ZUESTA | bo03 | 08_CH | ZUESTA | component | OilBoilerController | maximal_thermal_power_in_watt | 4100
2026-07-31 12:42:32 UTC | bo03_08_CH_ZUESTA | bo03 | 08_CH | ZUESTA | component | OilBoilerController | set_temperature_difference_for_full_power | 5
2026-07-31 12:42:32 UTC | bo03_08_CH_ZUESTA | bo03 | 08_CH | ZUESTA | component | OilBoilerController | minimum_runtime_in_seconds | 1800
2026-07-31 12:42:32 UTC | bo03_08_CH_ZUESTA | bo03 | 08_CH | ZUESTA | component | OilBoilerController | minimum_resting_time_in_seconds | 1800
2026-07-31 12:42:32 UTC | bo03_08_CH_ZUESTA | bo03 | 08_CH | ZUESTA | component | OilBoilerController | with_domestic_hot_water_preparation | true
2026-07-31 12:42:32 UTC | bo03_08_CH_ZUESTA | bo03 | 08_CH | ZUESTA | component | OilBoilerController | secondary_mode | false
2026-07-31 12:42:32 UTC | bo03_08_CH_ZUESTA | bo03 | 08_CH | ZUESTA | component | OilBoilerController | hysteresis_water_temperature_offset | 10
2026-07-31 12:42:32 UTC | bo03_08_CH_ZUESTA | bo03 | 08_CH | ZUESTA | component | OilBoilerController | seasonal_modulation_minimum_enabled | false
2026-07-31 12:42:32 UTC | bo03_08_CH_ZUESTA | bo03 | 08_CH | ZUESTA | component | OilBoilerController | winter_modulation_minimum_thermal_power_in_watt
2026-07-31 12:42:32 UTC | bo03_08_CH_ZUESTA | bo03 | 08_CH | ZUESTA | component | OilBoilerController | summer_modulation_minimum_thermal_power_in_watt
2026-07-31 12:42:32 UTC | bo03_08_CH_ZUESTA | bo03 | 08_CH | ZUESTA | component | OilBoilerController | summer_modulation_daily_avg_outdoor_temperature_threshold_celsius | 16
2026-07-31 12:42:32 UTC | bo03_08_CH_ZUESTA | bo03 | 08_CH | ZUESTA | heat_generator | OilBoiler | minimal_thermal_power_in_watt | 0
2026-07-31 12:42:32 UTC | bo03_08_CH_ZUESTA | bo03 | 08_CH | ZUESTA | heat_generator | OilBoiler | maximal_thermal_power_in_watt | 4100
2026-07-31 12:42:32 UTC | bo03_08_CH_ZUESTA | bo03 | 08_CH | ZUESTA | heat_generator | OilBoiler | eff_th_min | 0.6
2026-07-31 12:42:32 UTC | bo03_08_CH_ZUESTA | bo03 | 08_CH | ZUESTA | heat_generator | OilBoiler | eff_th_max | 0.9
2026-07-31 12:42:32 UTC | bo03_08_CH_ZUESTA | bo03 | 08_CH | ZUESTA | heat_generator | OilBoiler | boiler_type | BoilerType.CONVENTIONAL
2026-07-31 12:42:32 UTC | bo03_08_CH_ZUESTA | bo03 | 08_CH | ZUESTA | heat_generator | OilBoiler | energy_carrier | LoadTypes.OIL
2026-07-31 12:42:32 UTC | bo03_08_CH_ZUESTA | bo03 | 08_CH | ZUESTA | component | FuelMeter | building_name | BUI1
2026-07-31 12:42:32 UTC | bo03_08_CH_ZUESTA | bo03 | 08_CH | ZUESTA | component | FuelMeter | name | FuelMeter
2026-07-31 12:42:32 UTC | bo03_08_CH_ZUESTA | bo03 | 08_CH | ZUESTA | component | FuelMeter | fuel_loadtype | LoadTypes.OIL
2026-07-31 12:42:32 UTC | bo03_08_CH_ZUESTA | bo03 | 08_CH | ZUESTA | component | FuelMeter | heating_value_of_fuel_in_kwh_per_liter | 9.822
2026-07-31 12:42:32 UTC | bo03_08_CH_ZUESTA | bo03 | 08_CH | ZUESTA | component | FuelMeter | fuel_density_in_kg_per_m3 | 83
2026-07-31 12:42:32 UTC | bo03_08_CH_ZUESTA | bo03 | 08_CH | ZUESTA | component | FlexibilityPotential | building_name | BUI1
2026-07-31 12:42:32 UTC | bo03_08_CH_ZUESTA | bo03 | 08_CH | ZUESTA | component | FlexibilityPotential | name | FlexibilityPotential
2026-07-31 12:42:32 UTC | bo03_08_CH_ZUESTA | bo03 | 08_CH | ZUESTA | component | FlexibilityPotential | fallback_heating_cop | 1
2026-07-31 12:42:32 UTC | bo03_08_CH_ZUESTA | bo03 | 08_CH | ZUESTA | component | FlexibilityPotential | fallback_cooling_eer
2026-07-31 12:42:32 UTC | bo03_09_CH_ZUESTA | bo03 | 09_CH | ZUESTA | simulation | SimulationParameters | year | 2050
2026-07-31 12:42:32 UTC | bo03_09_CH_ZUESTA | bo03 | 09_CH | ZUESTA | simulation | SimulationParameters | seconds_per_timestep | 9 | s
2026-07-31 12:42:32 UTC | bo03_09_CH_ZUESTA | bo03 | 09_CH | ZUESTA | simulation | SimulationParameters | country | CH
2026-07-31 12:42:32 UTC | bo03_09_CH_ZUESTA | bo03 | 09_CH | ZUESTA | cli | cli_overrides | ARCH | 09_CH
2026-07-31 12:42:32 UTC | bo03_09_CH_ZUESTA | bo03 | 09_CH | ZUESTA | cli | cli_overrides | WEATHER | ZUESTA
2026-07-31 12:42:32 UTC | bo03_09_CH_ZUESTA | bo03 | 09_CH | ZUESTA | cli | cli_overrides | TIME_HORIZON | future
2026-07-31 12:42:32 UTC | bo03_09_CH_ZUESTA | bo03 | 09_CH | ZUESTA | cli | cli_overrides | SCENARIO | none
2026-07-31 12:42:32 UTC | bo03_09_CH_ZUESTA | bo03 | 09_CH | ZUESTA | cli | cli_overrides | OCC | SIA2024
2026-07-31 12:42:32 UTC | bo03_09_CH_ZUESTA | bo03 | 09_CH | ZUESTA | cli | cli_overrides | HEATGEN_SIZING | IDEAL_LOOKUP
2026-07-31 12:42:32 UTC | bo03_09_CH_ZUESTA | bo03 | 09_CH | ZUESTA | cli | cli_overrides | HP_SHARE_OF_IDEAL | 0.8
2026-07-31 12:42:32 UTC | bo03_09_CH_ZUESTA | bo03 | 09_CH | ZUESTA | internal_loads | SIA2024Occupancy | conditioned_floor_area_in_m2 | 206
2026-07-31 12:42:32 UTC | bo03_09_CH_ZUESTA | bo03 | 09_CH | ZUESTA | internal_loads | SIA2024Occupancy | appliances_load_w_per_m2 | 1
2026-07-31 12:42:32 UTC | bo03_09_CH_ZUESTA | bo03 | 09_CH | ZUESTA | internal_loads | SIA2024Occupancy | lighting_load_w_per_m2 | 3
2026-07-31 12:42:32 UTC | bo03_09_CH_ZUESTA | bo03 | 09_CH | ZUESTA | internal_loads | SIA2024Occupancy | lighting_annual_full_load_hours | 846
2026-07-31 12:42:32 UTC | bo03_09_CH_ZUESTA | bo03 | 09_CH | ZUESTA | internal_loads | SIA2024Occupancy | appliances_yearly_utilization_per_month | 0.7995
2026-07-31 12:42:32 UTC | bo03_09_CH_ZUESTA | bo03 | 09_CH | ZUESTA | weather | Weather | source_path | C:\Users\het\HiSim\hisim\inputs\weather\custom_csv\Zurich\NABZUE_2060_RCP85_DRY.csv
2026-07-31 12:42:32 UTC | bo03_09_CH_ZUESTA | bo03 | 09_CH | ZUESTA | weather | Weather | location | Zurich
2026-07-31 12:42:32 UTC | bo03_09_CH_ZUESTA | bo03 | 09_CH | ZUESTA | weather | Weather | name | Weather
2026-07-31 12:42:32 UTC | bo03_09_CH_ZUESTA | bo03 | 09_CH | ZUESTA | pv | PVSystem | power_in_watt | 13226.2
2026-07-31 12:42:32 UTC | bo03_09_CH_ZUESTA | bo03 | 09_CH | ZUESTA | pv | PVSystem | tilt | 30
2026-07-31 12:42:32 UTC | bo03_09_CH_ZUESTA | bo03 | 09_CH | ZUESTA | pv | PVSystem | azimuth | 180
2026-07-31 12:42:32 UTC | bo03_09_CH_ZUESTA | bo03 | 09_CH | ZUESTA | pv | PVSystem | location | ZUESTA
2026-07-31 12:42:32 UTC | bo03_09_CH_ZUESTA | bo03 | 09_CH | ZUESTA | component | ElectricityMeter | building_name | BUI1
2026-07-31 12:42:32 UTC | bo03_09_CH_ZUESTA | bo03 | 09_CH | ZUESTA | component | ElectricityMeter | name | ElectricityMeter
2026-07-31 12:42:32 UTC | bo03_09_CH_ZUESTA | bo03 | 09_CH | ZUESTA | building | Building | building_name | 2011_2019
2026-07-31 12:42:32 UTC | bo03_09_CH_ZUESTA | bo03 | 09_CH | ZUESTA | building | Building | building_code | AT.N.SFH.08.Gen.ReEx.001.002
2026-07-31 12:42:32 UTC | bo03_09_CH_ZUESTA | bo03 | 09_CH | ZUESTA | building | Building | building_heat_capacity_class | heavy
2026-07-31 12:42:32 UTC | bo03_09_CH_ZUESTA | bo03 | 09_CH | ZUESTA | building | Building | absolute_conditioned_floor_area_in_m2 | 206
2026-07-31 12:42:32 UTC | bo03_09_CH_ZUESTA | bo03 | 09_CH | ZUESTA | building | Building | heating_reference_temperature_in_celsius | -8
2026-07-31 12:42:32 UTC | bo03_09_CH_ZUESTA | bo03 | 09_CH | ZUESTA | building | Building | floor_u_value_in_watt_per_m2_per_kelvin | 0.21
2026-07-31 12:42:32 UTC | bo03_09_CH_ZUESTA | bo03 | 09_CH | ZUESTA | building | Building | floor_area_in_m2 | 93.9
2026-07-31 12:42:32 UTC | bo03_09_CH_ZUESTA | bo03 | 09_CH | ZUESTA | building | Building | facade_u_value_in_watt_per_m2_per_kelvin | 0.17
2026-07-31 12:42:32 UTC | bo03_09_CH_ZUESTA | bo03 | 09_CH | ZUESTA | building | Building | facade_area_in_m2 | 180.6
2026-07-31 12:42:32 UTC | bo03_09_CH_ZUESTA | bo03 | 09_CH | ZUESTA | building | Building | roof_u_value_in_watt_per_m2_per_kelvin | 0.17
2026-07-31 12:42:32 UTC | bo03_09_CH_ZUESTA | bo03 | 09_CH | ZUESTA | building | Building | roof_area_in_m2 | 100.3
2026-07-31 12:42:32 UTC | bo03_09_CH_ZUESTA | bo03 | 09_CH | ZUESTA | building | Building | window_u_value_in_watt_per_m2_per_kelvin | 1
2026-07-31 12:42:32 UTC | bo03_09_CH_ZUESTA | bo03 | 09_CH | ZUESTA | building | Building | window_area_in_m2 | 37.3
2026-07-31 12:42:32 UTC | bo03_09_CH_ZUESTA | bo03 | 09_CH | ZUESTA | building | Building | door_u_value_in_watt_per_m2_per_kelvin
2026-07-31 12:42:32 UTC | bo03_09_CH_ZUESTA | bo03 | 09_CH | ZUESTA | building | Building | door_area_in_m2
2026-07-31 12:42:32 UTC | bo03_09_CH_ZUESTA | bo03 | 09_CH | ZUESTA | building | Building | set_heating_temperature_in_celsius | 20.5
2026-07-31 12:42:32 UTC | bo03_09_CH_ZUESTA | bo03 | 09_CH | ZUESTA | building | Building | set_cooling_temperature_in_celsius | 25
2026-07-31 12:42:32 UTC | bo03_09_CH_ZUESTA | bo03 | 09_CH | ZUESTA | building | Building | natural_ventilation_m3_per_h_per_person | 29
2026-07-31 12:42:32 UTC | bo03_09_CH_ZUESTA | bo03 | 09_CH | ZUESTA | building | Building | sia_natural_ventilation_m3_per_h_per_m2 | 0.6
2026-07-31 12:42:32 UTC | bo03_09_CH_ZUESTA | bo03 | 09_CH | ZUESTA | building | Building | swiss_infiltration_rate_per_h | 0.15
2026-07-31 12:42:32 UTC | bo03_09_CH_ZUESTA | bo03 | 09_CH | ZUESTA | building | Building | heating_demand_mode | iso13790
2026-07-31 12:42:32 UTC | bo03_09_CH_ZUESTA | bo03 | 09_CH | ZUESTA | building | Building | operative_heating_proportional_band_in_celsius | 1
2026-07-31 12:42:32 UTC | bo03_09_CH_ZUESTA | bo03 | 09_CH | ZUESTA | building | Building | operative_heating_proportional_gain | 1
2026-07-31 12:42:32 UTC | bo03_09_CH_ZUESTA | bo03 | 09_CH | ZUESTA | building | Building | control_comfort_lower_bound_shift_in_celsius
2026-07-31 12:42:32 UTC | bo03_09_CH_ZUESTA | bo03 | 09_CH | ZUESTA | building | Building | comfort_aware_seasonal_heating_gate | true
2026-07-31 12:42:32 UTC | bo03_09_CH_ZUESTA | bo03 | 09_CH | ZUESTA | component | StrictComfortDemandController | building_name | BUI1
2026-07-31 12:42:32 UTC | bo03_09_CH_ZUESTA | bo03 | 09_CH | ZUESTA | component | StrictComfortDemandController | name | StrictComfortDemandController
2026-07-31 12:42:32 UTC | bo03_09_CH_ZUESTA | bo03 | 09_CH | ZUESTA | component | StrictComfortDemandController | temperature_air_heating_in_celsius | 20.5
2026-07-31 12:42:32 UTC | bo03_09_CH_ZUESTA | bo03 | 09_CH | ZUESTA | component | StrictComfortDemandController | temperature_air_cooling_in_celsius | 24
2026-07-31 12:42:32 UTC | bo03_09_CH_ZUESTA | bo03 | 09_CH | ZUESTA | component | StrictComfortDemandController | offset | 0.5
2026-07-31 12:42:32 UTC | bo03_09_CH_ZUESTA | bo03 | 09_CH | ZUESTA | component | StrictComfortDemandController | mode | 2
2026-07-31 12:42:32 UTC | bo03_09_CH_ZUESTA | bo03 | 09_CH | ZUESTA | component | StrictComfortDemandController | use_adaptive_comfort_band | true
2026-07-31 12:42:32 UTC | bo03_09_CH_ZUESTA | bo03 | 09_CH | ZUESTA | component | StrictComfortDemandController | control_strategy | strict_comfort_band_v1
2026-07-31 12:42:32 UTC | bo03_09_CH_ZUESTA | bo03 | 09_CH | ZUESTA | component | StrictComfortDemandController | comfort_band_inner_offset_in_celsius | 0.5
2026-07-31 12:42:32 UTC | bo03_09_CH_ZUESTA | bo03 | 09_CH | ZUESTA | component | StrictComfortDemandController | comfort_band_inner_offset_lower_in_celsius | 1
2026-07-31 12:42:32 UTC | bo03_09_CH_ZUESTA | bo03 | 09_CH | ZUESTA | component | StrictComfortDemandController | comfort_band_inner_offset_upper_in_celsius | 0.5
2026-07-31 12:42:32 UTC | bo03_09_CH_ZUESTA | bo03 | 09_CH | ZUESTA | component | StrictComfortDemandController | heating_disabled_above_running_mean_outdoor_temperature_in_celsius | 18
2026-07-31 12:42:32 UTC | bo03_09_CH_ZUESTA | bo03 | 09_CH | ZUESTA | component | StrictComfortDemandController | cooling_enabled_above_running_mean_outdoor_temperature_in_celsius | 22
2026-07-31 12:42:32 UTC | bo03_09_CH_ZUESTA | bo03 | 09_CH | ZUESTA | component | ComfortBandHeatingDemand | building_name | BUI1
2026-07-31 12:42:32 UTC | bo03_09_CH_ZUESTA | bo03 | 09_CH | ZUESTA | component | ComfortBandHeatingDemand | name | ComfortBandHeatingDemand
2026-07-31 12:42:32 UTC | bo03_09_CH_ZUESTA | bo03 | 09_CH | ZUESTA | component | ComfortBandHeatingDemand | max_heating_power_in_watt | 4948.09
2026-07-31 12:42:32 UTC | bo03_09_CH_ZUESTA | bo03 | 09_CH | ZUESTA | component | ComfortBandHeatingDemand | proportional_gain_in_watt_per_kelvin | 9896.18
2026-07-31 12:42:32 UTC | bo03_09_CH_ZUESTA | bo03 | 09_CH | ZUESTA | component | StrictComfortSetpointModifier | building_name | BUI1
2026-07-31 12:42:32 UTC | bo03_09_CH_ZUESTA | bo03 | 09_CH | ZUESTA | component | StrictComfortSetpointModifier | name | StrictComfortSetpointModifier
2026-07-31 12:42:32 UTC | bo03_09_CH_ZUESTA | bo03 | 09_CH | ZUESTA | component | StrictComfortSetpointModifier | base_heating_setpoint_in_celsius | 20.5
2026-07-31 12:42:32 UTC | bo03_09_CH_ZUESTA | bo03 | 09_CH | ZUESTA | component | StrictComfortSetpointModifier | recovery_gain | 5
2026-07-31 12:42:32 UTC | bo03_09_CH_ZUESTA | bo03 | 09_CH | ZUESTA | component | StrictComfortSetpointModifier | max_recovery_boost_in_celsius | 5
2026-07-31 12:42:32 UTC | bo03_09_CH_ZUESTA | bo03 | 09_CH | ZUESTA | component | StrictComfortSetpointModifier | clamp_min_modifier_in_celsius
2026-07-31 12:42:32 UTC | bo03_09_CH_ZUESTA | bo03 | 09_CH | ZUESTA | component | StrictComfortSetpointModifier | clamp_max_modifier_in_celsius | 15
2026-07-31 12:42:32 UTC | bo03_09_CH_ZUESTA | bo03 | 09_CH | ZUESTA | component | HeatDistributionController | building_name | BUI1
2026-07-31 12:42:32 UTC | bo03_09_CH_ZUESTA | bo03 | 09_CH | ZUESTA | component | HeatDistributionController | name | HeatDistributionController
2026-07-31 12:42:32 UTC | bo03_09_CH_ZUESTA | bo03 | 09_CH | ZUESTA | component | HeatDistributionController | heating_system | HeatDistributionSystemType.FLOORHEATING
2026-07-31 12:42:32 UTC | bo03_09_CH_ZUESTA | bo03 | 09_CH | ZUESTA | component | HeatDistributionController | set_heating_threshold_outside_temperature_in_celsius | 16
2026-07-31 12:42:32 UTC | bo03_09_CH_ZUESTA | bo03 | 09_CH | ZUESTA | component | HeatDistributionController | heating_reference_temperature_in_celsius | -8
2026-07-31 12:42:32 UTC | bo03_09_CH_ZUESTA | bo03 | 09_CH | ZUESTA | component | HeatDistributionController | set_heating_temperature_for_building_in_celsius | 20.5
2026-07-31 12:42:32 UTC | bo03_09_CH_ZUESTA | bo03 | 09_CH | ZUESTA | component | HeatDistributionController | set_cooling_temperature_for_building_in_celsius | 25
2026-07-31 12:42:32 UTC | bo03_09_CH_ZUESTA | bo03 | 09_CH | ZUESTA | component | HeatDistributionController | heating_load_of_building_in_watt | 4948.09
2026-07-31 12:42:32 UTC | bo03_09_CH_ZUESTA | bo03 | 09_CH | ZUESTA | heat_distribution | HeatDistributionSystem | absolute_conditioned_floor_area_in_m2 | 206
2026-07-31 12:42:32 UTC | bo03_09_CH_ZUESTA | bo03 | 09_CH | ZUESTA | component | SplitACController | building_name | BUI1
2026-07-31 12:42:32 UTC | bo03_09_CH_ZUESTA | bo03 | 09_CH | ZUESTA | component | SplitACController | name | SplitACController
2026-07-31 12:42:32 UTC | bo03_09_CH_ZUESTA | bo03 | 09_CH | ZUESTA | component | SplitACController | heating_set_temperature_deg_c
2026-07-31 12:42:32 UTC | bo03_09_CH_ZUESTA | bo03 | 09_CH | ZUESTA | component | SplitACController | cooling_set_temperature_deg_c | 25
2026-07-31 12:42:32 UTC | bo03_09_CH_ZUESTA | bo03 | 09_CH | ZUESTA | component | SplitACController | minimum_runtime_s | 1800
2026-07-31 12:42:32 UTC | bo03_09_CH_ZUESTA | bo03 | 09_CH | ZUESTA | component | SplitACController | minimum_idle_time_s | 900
2026-07-31 12:42:32 UTC | bo03_09_CH_ZUESTA | bo03 | 09_CH | ZUESTA | component | SplitACController | offset | 5
2026-07-31 12:42:32 UTC | bo03_09_CH_ZUESTA | bo03 | 09_CH | ZUESTA | component | SplitACController | temperature_difference_full_power_deg_c | 3
2026-07-31 12:42:32 UTC | bo03_09_CH_ZUESTA | bo03 | 09_CH | ZUESTA | component | SplitACController | minimum_modulation
2026-07-31 12:42:32 UTC | bo03_09_CH_ZUESTA | bo03 | 09_CH | ZUESTA | component | ComfortBandCoolingDemand | building_name | BUI1
2026-07-31 12:42:32 UTC | bo03_09_CH_ZUESTA | bo03 | 09_CH | ZUESTA | component | ComfortBandCoolingDemand | name | ComfortBandCoolingDemand
2026-07-31 12:42:32 UTC | bo03_09_CH_ZUESTA | bo03 | 09_CH | ZUESTA | component | ComfortBandCoolingDemand | max_cooling_power_in_watt | 62
2026-07-31 12:42:32 UTC | bo03_09_CH_ZUESTA | bo03 | 09_CH | ZUESTA | component | ComfortBandCoolingDemand | proportional_gain_in_watt_per_kelvin | 4
2026-07-31 12:42:32 UTC | bo03_09_CH_ZUESTA | bo03 | 09_CH | ZUESTA | component | ComfortBandCoolingDemand | relaxation_factor | 0.55
2026-07-31 12:42:32 UTC | bo03_09_CH_ZUESTA | bo03 | 09_CH | ZUESTA | component | ComfortBandCoolingDemand | theoretical_blend | comfort_only
2026-07-31 12:42:32 UTC | bo03_09_CH_ZUESTA | bo03 | 09_CH | ZUESTA | component | SplitAC | building_name | BUI1
2026-07-31 12:42:32 UTC | bo03_09_CH_ZUESTA | bo03 | 09_CH | ZUESTA | component | SplitAC | name | SplitAC
2026-07-31 12:42:32 UTC | bo03_09_CH_ZUESTA | bo03 | 09_CH | ZUESTA | component | SplitAC | manufacturer | Panasonic
2026-07-31 12:42:32 UTC | bo03_09_CH_ZUESTA | bo03 | 09_CH | ZUESTA | component | SplitAC | model_name | CS-RE18JKE/CU-RE18JKE
2026-07-31 12:42:32 UTC | bo03_09_CH_ZUESTA | bo03 | 09_CH | ZUESTA | component | SplitAC | scale_factor | 0.2065
2026-07-31 12:42:32 UTC | bo03_09_CH_ZUESTA | bo03 | 09_CH | ZUESTA | component | SplitAC | investment_costs_in_euro | 4080
2026-07-31 12:42:32 UTC | bo03_09_CH_ZUESTA | bo03 | 09_CH | ZUESTA | component | SplitAC | lifetime_in_years | 12
2026-07-31 12:42:32 UTC | bo03_09_CH_ZUESTA | bo03 | 09_CH | ZUESTA | component | SplitAC | co2_emissions_kg_co2_eq | 165.8
2026-07-31 12:42:32 UTC | bo03_09_CH_ZUESTA | bo03 | 09_CH | ZUESTA | component | SplitAC | maintenance_costs_in_euro_per_year | 204
2026-07-31 12:42:32 UTC | bo03_09_CH_ZUESTA | bo03 | 09_CH | ZUESTA | component | BuildingThermalPowerSum | building_name | BUI1
2026-07-31 12:42:32 UTC | bo03_09_CH_ZUESTA | bo03 | 09_CH | ZUESTA | component | BuildingThermalPowerSum | name | BuildingThermalPowerSum
2026-07-31 12:42:32 UTC | bo03_09_CH_ZUESTA | bo03 | 09_CH | ZUESTA | component | BuildingThermalPowerSum | loadtype | LoadTypes.ANY
2026-07-31 12:42:32 UTC | bo03_09_CH_ZUESTA | bo03 | 09_CH | ZUESTA | component | BuildingThermalPowerSum | unit | Units.WATT
2026-07-31 12:42:32 UTC | bo03_09_CH_ZUESTA | bo03 | 09_CH | ZUESTA | component | HeatGeneratorTotalThermalPower | building_name | BUI1
2026-07-31 12:42:32 UTC | bo03_09_CH_ZUESTA | bo03 | 09_CH | ZUESTA | component | HeatGeneratorTotalThermalPower | name | HeatGeneratorTotalThermalPower
2026-07-31 12:42:32 UTC | bo03_09_CH_ZUESTA | bo03 | 09_CH | ZUESTA | component | HeatGeneratorTotalThermalPower | loadtype | LoadTypes.ANY
2026-07-31 12:42:32 UTC | bo03_09_CH_ZUESTA | bo03 | 09_CH | ZUESTA | component | HeatGeneratorTotalThermalPower | unit | Units.WATT
2026-07-31 12:42:32 UTC | bo03_09_CH_ZUESTA | bo03 | 09_CH | ZUESTA | component | HeatGeneratorPlantDhwThermalPower | building_name | BUI1
2026-07-31 12:42:32 UTC | bo03_09_CH_ZUESTA | bo03 | 09_CH | ZUESTA | component | HeatGeneratorPlantDhwThermalPower | name | HeatGeneratorPlantDhwThermalPower
2026-07-31 12:42:32 UTC | bo03_09_CH_ZUESTA | bo03 | 09_CH | ZUESTA | component | HeatGeneratorPlantDhwThermalPower | loadtype | LoadTypes.ANY
2026-07-31 12:42:32 UTC | bo03_09_CH_ZUESTA | bo03 | 09_CH | ZUESTA | component | HeatGeneratorPlantDhwThermalPower | unit | Units.WATT
2026-07-31 12:42:32 UTC | bo03_09_CH_ZUESTA | bo03 | 09_CH | ZUESTA | component | SolarDhwThermalPower | building_name | BUI1
2026-07-31 12:42:32 UTC | bo03_09_CH_ZUESTA | bo03 | 09_CH | ZUESTA | component | SolarDhwThermalPower | name | SolarDhwThermalPower
2026-07-31 12:42:32 UTC | bo03_09_CH_ZUESTA | bo03 | 09_CH | ZUESTA | component | SolarDhwThermalPower | value_watt
2026-07-31 12:42:32 UTC | bo03_09_CH_ZUESTA | bo03 | 09_CH | ZUESTA | component | SolarDhwThermalPower | loadtype | LoadTypes.ANY
2026-07-31 12:42:32 UTC | bo03_09_CH_ZUESTA | bo03 | 09_CH | ZUESTA | component | SolarDhwThermalPower | unit | Units.WATT
2026-07-31 12:42:32 UTC | bo03_09_CH_ZUESTA | bo03 | 09_CH | ZUESTA | thermal_storage | SimpleHotWaterStorage | volume_heating_water_storage_in_liter | 247.4
2026-07-31 12:42:32 UTC | bo03_09_CH_ZUESTA | bo03 | 09_CH | ZUESTA | component | BufferRemainingCapacity60C | building_name | BUI1
2026-07-31 12:42:32 UTC | bo03_09_CH_ZUESTA | bo03 | 09_CH | ZUESTA | component | BufferRemainingCapacity60C | name | BufferRemainingCapacity60C
2026-07-31 12:42:32 UTC | bo03_09_CH_ZUESTA | bo03 | 09_CH | ZUESTA | component | BufferRemainingCapacity60C | volume_heating_water_storage_in_liter | 247.4
2026-07-31 12:42:32 UTC | bo03_09_CH_ZUESTA | bo03 | 09_CH | ZUESTA | component | BufferRemainingCapacity60C | max_temperature_in_celsius | 6
2026-07-31 12:42:32 UTC | bo03_09_CH_ZUESTA | bo03 | 09_CH | ZUESTA | component | BufferRemainingCapacity60C | water_density_kg_per_liter | 0.992
2026-07-31 12:42:32 UTC | bo03_09_CH_ZUESTA | bo03 | 09_CH | ZUESTA | component | BufferRemainingCapacity60C | water_specific_heat_capacity_j_per_kg_per_k | 4180
2026-07-31 12:42:32 UTC | bo03_09_CH_ZUESTA | bo03 | 09_CH | ZUESTA | component | OilBoilerController | building_name | BUI1
2026-07-31 12:42:32 UTC | bo03_09_CH_ZUESTA | bo03 | 09_CH | ZUESTA | component | OilBoilerController | name | OilBoilerController
2026-07-31 12:42:32 UTC | bo03_09_CH_ZUESTA | bo03 | 09_CH | ZUESTA | component | OilBoilerController | is_modulating | true
2026-07-31 12:42:32 UTC | bo03_09_CH_ZUESTA | bo03 | 09_CH | ZUESTA | component | OilBoilerController | set_heating_threshold_outside_temperature_in_celsius | 16
2026-07-31 12:42:32 UTC | bo03_09_CH_ZUESTA | bo03 | 09_CH | ZUESTA | component | OilBoilerController | minimal_thermal_power_in_watt | 0
2026-07-31 12:42:32 UTC | bo03_09_CH_ZUESTA | bo03 | 09_CH | ZUESTA | component | OilBoilerController | maximal_thermal_power_in_watt | 2630
2026-07-31 12:42:32 UTC | bo03_09_CH_ZUESTA | bo03 | 09_CH | ZUESTA | component | OilBoilerController | set_temperature_difference_for_full_power | 5
2026-07-31 12:42:32 UTC | bo03_09_CH_ZUESTA | bo03 | 09_CH | ZUESTA | component | OilBoilerController | minimum_runtime_in_seconds | 1800
2026-07-31 12:42:32 UTC | bo03_09_CH_ZUESTA | bo03 | 09_CH | ZUESTA | component | OilBoilerController | minimum_resting_time_in_seconds | 1800
2026-07-31 12:42:32 UTC | bo03_09_CH_ZUESTA | bo03 | 09_CH | ZUESTA | component | OilBoilerController | with_domestic_hot_water_preparation | true
2026-07-31 12:42:32 UTC | bo03_09_CH_ZUESTA | bo03 | 09_CH | ZUESTA | component | OilBoilerController | secondary_mode | false
2026-07-31 12:42:32 UTC | bo03_09_CH_ZUESTA | bo03 | 09_CH | ZUESTA | component | OilBoilerController | hysteresis_water_temperature_offset | 10
2026-07-31 12:42:32 UTC | bo03_09_CH_ZUESTA | bo03 | 09_CH | ZUESTA | component | OilBoilerController | seasonal_modulation_minimum_enabled | false
2026-07-31 12:42:32 UTC | bo03_09_CH_ZUESTA | bo03 | 09_CH | ZUESTA | component | OilBoilerController | winter_modulation_minimum_thermal_power_in_watt
2026-07-31 12:42:32 UTC | bo03_09_CH_ZUESTA | bo03 | 09_CH | ZUESTA | component | OilBoilerController | summer_modulation_minimum_thermal_power_in_watt
2026-07-31 12:42:32 UTC | bo03_09_CH_ZUESTA | bo03 | 09_CH | ZUESTA | component | OilBoilerController | summer_modulation_daily_avg_outdoor_temperature_threshold_celsius | 16
2026-07-31 12:42:32 UTC | bo03_09_CH_ZUESTA | bo03 | 09_CH | ZUESTA | heat_generator | OilBoiler | minimal_thermal_power_in_watt | 0
2026-07-31 12:42:32 UTC | bo03_09_CH_ZUESTA | bo03 | 09_CH | ZUESTA | heat_generator | OilBoiler | maximal_thermal_power_in_watt | 2630
2026-07-31 12:42:32 UTC | bo03_09_CH_ZUESTA | bo03 | 09_CH | ZUESTA | heat_generator | OilBoiler | eff_th_min | 0.6
2026-07-31 12:42:32 UTC | bo03_09_CH_ZUESTA | bo03 | 09_CH | ZUESTA | heat_generator | OilBoiler | eff_th_max | 0.9
2026-07-31 12:42:32 UTC | bo03_09_CH_ZUESTA | bo03 | 09_CH | ZUESTA | heat_generator | OilBoiler | boiler_type | BoilerType.CONVENTIONAL
2026-07-31 12:42:32 UTC | bo03_09_CH_ZUESTA | bo03 | 09_CH | ZUESTA | heat_generator | OilBoiler | energy_carrier | LoadTypes.OIL
2026-07-31 12:42:32 UTC | bo03_09_CH_ZUESTA | bo03 | 09_CH | ZUESTA | component | FuelMeter | building_name | BUI1
2026-07-31 12:42:32 UTC | bo03_09_CH_ZUESTA | bo03 | 09_CH | ZUESTA | component | FuelMeter | name | FuelMeter
2026-07-31 12:42:32 UTC | bo03_09_CH_ZUESTA | bo03 | 09_CH | ZUESTA | component | FuelMeter | fuel_loadtype | LoadTypes.OIL
2026-07-31 12:42:32 UTC | bo03_09_CH_ZUESTA | bo03 | 09_CH | ZUESTA | component | FuelMeter | heating_value_of_fuel_in_kwh_per_liter | 9.822
2026-07-31 12:42:32 UTC | bo03_09_CH_ZUESTA | bo03 | 09_CH | ZUESTA | component | FuelMeter | fuel_density_in_kg_per_m3 | 83
2026-07-31 12:42:32 UTC | bo03_09_CH_ZUESTA | bo03 | 09_CH | ZUESTA | component | FlexibilityPotential | building_name | BUI1
2026-07-31 12:42:32 UTC | bo03_09_CH_ZUESTA | bo03 | 09_CH | ZUESTA | component | FlexibilityPotential | name | FlexibilityPotential
2026-07-31 12:42:32 UTC | bo03_09_CH_ZUESTA | bo03 | 09_CH | ZUESTA | component | FlexibilityPotential | fallback_heating_cop | 1
2026-07-31 12:42:32 UTC | bo03_09_CH_ZUESTA | bo03 | 09_CH | ZUESTA | component | FlexibilityPotential | fallback_cooling_eer
2026-07-31 12:42:32 UTC | bo04_01_CH_ZUESTA | bo04 | 01_CH | ZUESTA | simulation | SimulationParameters | year | 2050
2026-07-31 12:42:32 UTC | bo04_01_CH_ZUESTA | bo04 | 01_CH | ZUESTA | simulation | SimulationParameters | seconds_per_timestep | 9 | s
2026-07-31 12:42:32 UTC | bo04_01_CH_ZUESTA | bo04 | 01_CH | ZUESTA | simulation | SimulationParameters | country | CH
2026-07-31 12:42:32 UTC | bo04_01_CH_ZUESTA | bo04 | 01_CH | ZUESTA | cli | cli_overrides | ARCH | 01_CH
2026-07-31 12:42:32 UTC | bo04_01_CH_ZUESTA | bo04 | 01_CH | ZUESTA | cli | cli_overrides | WEATHER | ZUESTA
2026-07-31 12:42:32 UTC | bo04_01_CH_ZUESTA | bo04 | 01_CH | ZUESTA | cli | cli_overrides | TIME_HORIZON | future
2026-07-31 12:42:32 UTC | bo04_01_CH_ZUESTA | bo04 | 01_CH | ZUESTA | cli | cli_overrides | SCENARIO | none
2026-07-31 12:42:32 UTC | bo04_01_CH_ZUESTA | bo04 | 01_CH | ZUESTA | cli | cli_overrides | OCC | SIA2024
2026-07-31 12:42:32 UTC | bo04_01_CH_ZUESTA | bo04 | 01_CH | ZUESTA | cli | cli_overrides | HEATGEN_SIZING | IDEAL_LOOKUP
2026-07-31 12:42:32 UTC | bo04_01_CH_ZUESTA | bo04 | 01_CH | ZUESTA | component | EvStoredEnergyWh_1 | building_name | BUI1
2026-07-31 12:42:32 UTC | bo04_01_CH_ZUESTA | bo04 | 01_CH | ZUESTA | component | EvStoredEnergyWh_1 | name | EvStoredEnergyWh_1
2026-07-31 12:42:32 UTC | bo04_01_CH_ZUESTA | bo04 | 01_CH | ZUESTA | component | EvStoredEnergyWh_1 | capacity_in_kwh | 3
2026-07-31 12:42:32 UTC | bo04_01_CH_ZUESTA | bo04 | 01_CH | ZUESTA | internal_loads | SIA2024Occupancy | conditioned_floor_area_in_m2 | 223
2026-07-31 12:42:32 UTC | bo04_01_CH_ZUESTA | bo04 | 01_CH | ZUESTA | internal_loads | SIA2024Occupancy | appliances_load_w_per_m2 | 1
2026-07-31 12:42:32 UTC | bo04_01_CH_ZUESTA | bo04 | 01_CH | ZUESTA | internal_loads | SIA2024Occupancy | lighting_load_w_per_m2 | 3
2026-07-31 12:42:32 UTC | bo04_01_CH_ZUESTA | bo04 | 01_CH | ZUESTA | internal_loads | SIA2024Occupancy | lighting_annual_full_load_hours | 846
2026-07-31 12:42:32 UTC | bo04_01_CH_ZUESTA | bo04 | 01_CH | ZUESTA | internal_loads | SIA2024Occupancy | appliances_yearly_utilization_per_month | 0.7995
2026-07-31 12:42:32 UTC | bo04_01_CH_ZUESTA | bo04 | 01_CH | ZUESTA | weather | Weather | source_path | C:\Users\het\HiSim\hisim\inputs\weather\custom_csv\Zurich\NABZUE_2060_RCP85_DRY.csv
2026-07-31 12:42:32 UTC | bo04_01_CH_ZUESTA | bo04 | 01_CH | ZUESTA | weather | Weather | location | Zurich
2026-07-31 12:42:32 UTC | bo04_01_CH_ZUESTA | bo04 | 01_CH | ZUESTA | weather | Weather | name | Weather
2026-07-31 12:42:32 UTC | bo04_01_CH_ZUESTA | bo04 | 01_CH | ZUESTA | pv | PVSystem | power_in_watt | 14333.9
2026-07-31 12:42:32 UTC | bo04_01_CH_ZUESTA | bo04 | 01_CH | ZUESTA | pv | PVSystem | tilt | 30
2026-07-31 12:42:32 UTC | bo04_01_CH_ZUESTA | bo04 | 01_CH | ZUESTA | pv | PVSystem | azimuth | 180
2026-07-31 12:42:32 UTC | bo04_01_CH_ZUESTA | bo04 | 01_CH | ZUESTA | pv | PVSystem | location | ZUESTA
2026-07-31 12:42:32 UTC | bo04_01_CH_ZUESTA | bo04 | 01_CH | ZUESTA | component | ElectricityMeter | building_name | BUI1
2026-07-31 12:42:32 UTC | bo04_01_CH_ZUESTA | bo04 | 01_CH | ZUESTA | component | ElectricityMeter | name | ElectricityMeter
2026-07-31 12:42:32 UTC | bo04_01_CH_ZUESTA | bo04 | 01_CH | ZUESTA | component | L2EMSElectricityController | building_name | BUI1
2026-07-31 12:42:32 UTC | bo04_01_CH_ZUESTA | bo04 | 01_CH | ZUESTA | component | L2EMSElectricityController | name | L2EMSElectricityController
2026-07-31 12:42:32 UTC | bo04_01_CH_ZUESTA | bo04 | 01_CH | ZUESTA | component | L2EMSElectricityController | strategy | optimize_own_consumption
2026-07-31 12:42:32 UTC | bo04_01_CH_ZUESTA | bo04 | 01_CH | ZUESTA | component | L2EMSElectricityController | limit_to_shave | 0
2026-07-31 12:42:32 UTC | bo04_01_CH_ZUESTA | bo04 | 01_CH | ZUESTA | component | L2EMSElectricityController | building_indoor_temperature_offset_value | 2
2026-07-31 12:42:32 UTC | bo04_01_CH_ZUESTA | bo04 | 01_CH | ZUESTA | component | L2EMSElectricityController | domestic_hot_water_storage_temperature_offset_value | 10
2026-07-31 12:42:32 UTC | bo04_01_CH_ZUESTA | bo04 | 01_CH | ZUESTA | component | L2EMSElectricityController | space_heating_water_storage_temperature_offset_value | 10
2026-07-31 12:42:32 UTC | bo04_01_CH_ZUESTA | bo04 | 01_CH | ZUESTA | building | Building | building_name | 0_1918
2026-07-31 12:42:32 UTC | bo04_01_CH_ZUESTA | bo04 | 01_CH | ZUESTA | building | Building | building_code | AT.N.SFH.01.Gen.ReEx.001.002
2026-07-31 12:42:32 UTC | bo04_01_CH_ZUESTA | bo04 | 01_CH | ZUESTA | building | Building | building_heat_capacity_class | heavy
2026-07-31 12:42:32 UTC | bo04_01_CH_ZUESTA | bo04 | 01_CH | ZUESTA | building | Building | absolute_conditioned_floor_area_in_m2 | 223
2026-07-31 12:42:32 UTC | bo04_01_CH_ZUESTA | bo04 | 01_CH | ZUESTA | building | Building | heating_reference_temperature_in_celsius | -8
2026-07-31 12:42:32 UTC | bo04_01_CH_ZUESTA | bo04 | 01_CH | ZUESTA | building | Building | floor_u_value_in_watt_per_m2_per_kelvin | 0.9
2026-07-31 12:42:32 UTC | bo04_01_CH_ZUESTA | bo04 | 01_CH | ZUESTA | building | Building | floor_area_in_m2 | 95.9
2026-07-31 12:42:32 UTC | bo04_01_CH_ZUESTA | bo04 | 01_CH | ZUESTA | building | Building | facade_u_value_in_watt_per_m2_per_kelvin | 0.81
2026-07-31 12:42:32 UTC | bo04_01_CH_ZUESTA | bo04 | 01_CH | ZUESTA | building | Building | facade_area_in_m2 | 173.6
2026-07-31 12:42:32 UTC | bo04_01_CH_ZUESTA | bo04 | 01_CH | ZUESTA | building | Building | roof_u_value_in_watt_per_m2_per_kelvin | 0.46
2026-07-31 12:42:32 UTC | bo04_01_CH_ZUESTA | bo04 | 01_CH | ZUESTA | building | Building | roof_area_in_m2 | 108.7
2026-07-31 12:42:32 UTC | bo04_01_CH_ZUESTA | bo04 | 01_CH | ZUESTA | building | Building | window_u_value_in_watt_per_m2_per_kelvin | 2
2026-07-31 12:42:32 UTC | bo04_01_CH_ZUESTA | bo04 | 01_CH | ZUESTA | building | Building | window_area_in_m2 | 33.1
2026-07-31 12:42:32 UTC | bo04_01_CH_ZUESTA | bo04 | 01_CH | ZUESTA | building | Building | door_u_value_in_watt_per_m2_per_kelvin
2026-07-31 12:42:32 UTC | bo04_01_CH_ZUESTA | bo04 | 01_CH | ZUESTA | building | Building | door_area_in_m2
2026-07-31 12:42:32 UTC | bo04_01_CH_ZUESTA | bo04 | 01_CH | ZUESTA | building | Building | set_heating_temperature_in_celsius | 20.5
2026-07-31 12:42:32 UTC | bo04_01_CH_ZUESTA | bo04 | 01_CH | ZUESTA | building | Building | set_cooling_temperature_in_celsius | 25
2026-07-31 12:42:32 UTC | bo04_01_CH_ZUESTA | bo04 | 01_CH | ZUESTA | building | Building | natural_ventilation_m3_per_h_per_person | 29
2026-07-31 12:42:32 UTC | bo04_01_CH_ZUESTA | bo04 | 01_CH | ZUESTA | building | Building | sia_natural_ventilation_m3_per_h_per_m2 | 0.6
2026-07-31 12:42:32 UTC | bo04_01_CH_ZUESTA | bo04 | 01_CH | ZUESTA | building | Building | swiss_infiltration_rate_per_h | 0.3
2026-07-31 12:42:32 UTC | bo04_01_CH_ZUESTA | bo04 | 01_CH | ZUESTA | building | Building | heating_demand_mode | iso13790
2026-07-31 12:42:32 UTC | bo04_01_CH_ZUESTA | bo04 | 01_CH | ZUESTA | building | Building | operative_heating_proportional_band_in_celsius | 1
2026-07-31 12:42:32 UTC | bo04_01_CH_ZUESTA | bo04 | 01_CH | ZUESTA | building | Building | operative_heating_proportional_gain | 1
2026-07-31 12:42:32 UTC | bo04_01_CH_ZUESTA | bo04 | 01_CH | ZUESTA | building | Building | control_comfort_lower_bound_shift_in_celsius
2026-07-31 12:42:32 UTC | bo04_01_CH_ZUESTA | bo04 | 01_CH | ZUESTA | building | Building | comfort_aware_seasonal_heating_gate | true
2026-07-31 12:42:32 UTC | bo04_01_CH_ZUESTA | bo04 | 01_CH | ZUESTA | component | StrictComfortDemandController | building_name | BUI1
2026-07-31 12:42:32 UTC | bo04_01_CH_ZUESTA | bo04 | 01_CH | ZUESTA | component | StrictComfortDemandController | name | StrictComfortDemandController
2026-07-31 12:42:32 UTC | bo04_01_CH_ZUESTA | bo04 | 01_CH | ZUESTA | component | StrictComfortDemandController | temperature_air_heating_in_celsius | 20.5
2026-07-31 12:42:32 UTC | bo04_01_CH_ZUESTA | bo04 | 01_CH | ZUESTA | component | StrictComfortDemandController | temperature_air_cooling_in_celsius | 24
2026-07-31 12:42:32 UTC | bo04_01_CH_ZUESTA | bo04 | 01_CH | ZUESTA | component | StrictComfortDemandController | offset | 0.5
2026-07-31 12:42:32 UTC | bo04_01_CH_ZUESTA | bo04 | 01_CH | ZUESTA | component | StrictComfortDemandController | mode | 2
2026-07-31 12:42:32 UTC | bo04_01_CH_ZUESTA | bo04 | 01_CH | ZUESTA | component | StrictComfortDemandController | use_adaptive_comfort_band | true
2026-07-31 12:42:32 UTC | bo04_01_CH_ZUESTA | bo04 | 01_CH | ZUESTA | component | StrictComfortDemandController | control_strategy | strict_comfort_band_v1
2026-07-31 12:42:32 UTC | bo04_01_CH_ZUESTA | bo04 | 01_CH | ZUESTA | component | StrictComfortDemandController | comfort_band_inner_offset_in_celsius | 0.5
2026-07-31 12:42:32 UTC | bo04_01_CH_ZUESTA | bo04 | 01_CH | ZUESTA | component | StrictComfortDemandController | comfort_band_inner_offset_lower_in_celsius | 1
2026-07-31 12:42:32 UTC | bo04_01_CH_ZUESTA | bo04 | 01_CH | ZUESTA | component | StrictComfortDemandController | comfort_band_inner_offset_upper_in_celsius | 0.5
2026-07-31 12:42:32 UTC | bo04_01_CH_ZUESTA | bo04 | 01_CH | ZUESTA | component | StrictComfortDemandController | heating_disabled_above_running_mean_outdoor_temperature_in_celsius | 18
2026-07-31 12:42:32 UTC | bo04_01_CH_ZUESTA | bo04 | 01_CH | ZUESTA | component | StrictComfortDemandController | cooling_enabled_above_running_mean_outdoor_temperature_in_celsius | 22
2026-07-31 12:42:32 UTC | bo04_01_CH_ZUESTA | bo04 | 01_CH | ZUESTA | component | ComfortBandHeatingDemand | building_name | BUI1
2026-07-31 12:42:32 UTC | bo04_01_CH_ZUESTA | bo04 | 01_CH | ZUESTA | component | ComfortBandHeatingDemand | name | ComfortBandHeatingDemand
2026-07-31 12:42:32 UTC | bo04_01_CH_ZUESTA | bo04 | 01_CH | ZUESTA | component | ComfortBandHeatingDemand | max_heating_power_in_watt | 12075
2026-07-31 12:42:32 UTC | bo04_01_CH_ZUESTA | bo04 | 01_CH | ZUESTA | component | ComfortBandHeatingDemand | proportional_gain_in_watt_per_kelvin | 24150
2026-07-31 12:42:32 UTC | bo04_01_CH_ZUESTA | bo04 | 01_CH | ZUESTA | component | StrictComfortSetpointModifier | building_name | BUI1
2026-07-31 12:42:32 UTC | bo04_01_CH_ZUESTA | bo04 | 01_CH | ZUESTA | component | StrictComfortSetpointModifier | name | StrictComfortSetpointModifier
2026-07-31 12:42:32 UTC | bo04_01_CH_ZUESTA | bo04 | 01_CH | ZUESTA | component | StrictComfortSetpointModifier | base_heating_setpoint_in_celsius | 20.5
2026-07-31 12:42:32 UTC | bo04_01_CH_ZUESTA | bo04 | 01_CH | ZUESTA | component | StrictComfortSetpointModifier | recovery_gain | 5
2026-07-31 12:42:32 UTC | bo04_01_CH_ZUESTA | bo04 | 01_CH | ZUESTA | component | StrictComfortSetpointModifier | max_recovery_boost_in_celsius | 5
2026-07-31 12:42:32 UTC | bo04_01_CH_ZUESTA | bo04 | 01_CH | ZUESTA | component | StrictComfortSetpointModifier | clamp_min_modifier_in_celsius
2026-07-31 12:42:32 UTC | bo04_01_CH_ZUESTA | bo04 | 01_CH | ZUESTA | component | StrictComfortSetpointModifier | clamp_max_modifier_in_celsius | 15
2026-07-31 12:42:32 UTC | bo04_01_CH_ZUESTA | bo04 | 01_CH | ZUESTA | component | HeatDistributionController | building_name | BUI1
2026-07-31 12:42:32 UTC | bo04_01_CH_ZUESTA | bo04 | 01_CH | ZUESTA | component | HeatDistributionController | name | HeatDistributionController
2026-07-31 12:42:32 UTC | bo04_01_CH_ZUESTA | bo04 | 01_CH | ZUESTA | component | HeatDistributionController | heating_system | HeatDistributionSystemType.FLOORHEATING
2026-07-31 12:42:32 UTC | bo04_01_CH_ZUESTA | bo04 | 01_CH | ZUESTA | component | HeatDistributionController | set_heating_threshold_outside_temperature_in_celsius | 16
2026-07-31 12:42:32 UTC | bo04_01_CH_ZUESTA | bo04 | 01_CH | ZUESTA | component | HeatDistributionController | heating_reference_temperature_in_celsius | -8
2026-07-31 12:42:32 UTC | bo04_01_CH_ZUESTA | bo04 | 01_CH | ZUESTA | component | HeatDistributionController | set_heating_temperature_for_building_in_celsius | 20.5
2026-07-31 12:42:32 UTC | bo04_01_CH_ZUESTA | bo04 | 01_CH | ZUESTA | component | HeatDistributionController | set_cooling_temperature_for_building_in_celsius | 25
2026-07-31 12:42:32 UTC | bo04_01_CH_ZUESTA | bo04 | 01_CH | ZUESTA | component | HeatDistributionController | heating_load_of_building_in_watt | 12075
2026-07-31 12:42:32 UTC | bo04_01_CH_ZUESTA | bo04 | 01_CH | ZUESTA | heat_distribution | HeatDistributionSystem | absolute_conditioned_floor_area_in_m2 | 223
2026-07-31 12:42:32 UTC | bo04_01_CH_ZUESTA | bo04 | 01_CH | ZUESTA | component | SplitACController | building_name | BUI1
2026-07-31 12:42:32 UTC | bo04_01_CH_ZUESTA | bo04 | 01_CH | ZUESTA | component | SplitACController | name | SplitACController
2026-07-31 12:42:32 UTC | bo04_01_CH_ZUESTA | bo04 | 01_CH | ZUESTA | component | SplitACController | heating_set_temperature_deg_c
2026-07-31 12:42:32 UTC | bo04_01_CH_ZUESTA | bo04 | 01_CH | ZUESTA | component | SplitACController | cooling_set_temperature_deg_c | 25
2026-07-31 12:42:32 UTC | bo04_01_CH_ZUESTA | bo04 | 01_CH | ZUESTA | component | SplitACController | minimum_runtime_s | 1800
2026-07-31 12:42:32 UTC | bo04_01_CH_ZUESTA | bo04 | 01_CH | ZUESTA | component | SplitACController | minimum_idle_time_s | 900
2026-07-31 12:42:32 UTC | bo04_01_CH_ZUESTA | bo04 | 01_CH | ZUESTA | component | SplitACController | offset | 5
2026-07-31 12:42:32 UTC | bo04_01_CH_ZUESTA | bo04 | 01_CH | ZUESTA | component | SplitACController | temperature_difference_full_power_deg_c | 3
2026-07-31 12:42:32 UTC | bo04_01_CH_ZUESTA | bo04 | 01_CH | ZUESTA | component | SplitACController | minimum_modulation
2026-07-31 12:42:32 UTC | bo04_01_CH_ZUESTA | bo04 | 01_CH | ZUESTA | component | ComfortBandCoolingDemand | building_name | BUI1
2026-07-31 12:42:32 UTC | bo04_01_CH_ZUESTA | bo04 | 01_CH | ZUESTA | component | ComfortBandCoolingDemand | name | ComfortBandCoolingDemand
2026-07-31 12:42:32 UTC | bo04_01_CH_ZUESTA | bo04 | 01_CH | ZUESTA | component | ComfortBandCoolingDemand | max_cooling_power_in_watt | 1720
2026-07-31 12:42:32 UTC | bo04_01_CH_ZUESTA | bo04 | 01_CH | ZUESTA | component | ComfortBandCoolingDemand | proportional_gain_in_watt_per_kelvin | 4
2026-07-31 12:42:32 UTC | bo04_01_CH_ZUESTA | bo04 | 01_CH | ZUESTA | component | ComfortBandCoolingDemand | relaxation_factor | 0.55
2026-07-31 12:42:32 UTC | bo04_01_CH_ZUESTA | bo04 | 01_CH | ZUESTA | component | ComfortBandCoolingDemand | theoretical_blend | comfort_only
2026-07-31 12:42:32 UTC | bo04_01_CH_ZUESTA | bo04 | 01_CH | ZUESTA | component | SplitAC | building_name | BUI1
2026-07-31 12:42:32 UTC | bo04_01_CH_ZUESTA | bo04 | 01_CH | ZUESTA | component | SplitAC | name | SplitAC
2026-07-31 12:42:32 UTC | bo04_01_CH_ZUESTA | bo04 | 01_CH | ZUESTA | component | SplitAC | manufacturer | Panasonic
2026-07-31 12:42:32 UTC | bo04_01_CH_ZUESTA | bo04 | 01_CH | ZUESTA | component | SplitAC | model_name | CS-RE18JKE/CU-RE18JKE
2026-07-31 12:42:32 UTC | bo04_01_CH_ZUESTA | bo04 | 01_CH | ZUESTA | component | SplitAC | scale_factor | 0.2084
2026-07-31 12:42:32 UTC | bo04_01_CH_ZUESTA | bo04 | 01_CH | ZUESTA | component | SplitAC | investment_costs_in_euro | 6800
2026-07-31 12:42:32 UTC | bo04_01_CH_ZUESTA | bo04 | 01_CH | ZUESTA | component | SplitAC | lifetime_in_years | 12
2026-07-31 12:42:32 UTC | bo04_01_CH_ZUESTA | bo04 | 01_CH | ZUESTA | component | SplitAC | co2_emissions_kg_co2_eq | 165.8
2026-07-31 12:42:32 UTC | bo04_01_CH_ZUESTA | bo04 | 01_CH | ZUESTA | component | SplitAC | maintenance_costs_in_euro_per_year | 34
2026-07-31 12:42:32 UTC | bo04_01_CH_ZUESTA | bo04 | 01_CH | ZUESTA | component | BuildingThermalPowerSum | building_name | BUI1
2026-07-31 12:42:32 UTC | bo04_01_CH_ZUESTA | bo04 | 01_CH | ZUESTA | component | BuildingThermalPowerSum | name | BuildingThermalPowerSum
2026-07-31 12:42:32 UTC | bo04_01_CH_ZUESTA | bo04 | 01_CH | ZUESTA | component | BuildingThermalPowerSum | loadtype | LoadTypes.ANY
2026-07-31 12:42:32 UTC | bo04_01_CH_ZUESTA | bo04 | 01_CH | ZUESTA | component | BuildingThermalPowerSum | unit | Units.WATT
2026-07-31 12:42:32 UTC | bo04_01_CH_ZUESTA | bo04 | 01_CH | ZUESTA | component | HeatGeneratorTotalThermalPower | building_name | BUI1
2026-07-31 12:42:32 UTC | bo04_01_CH_ZUESTA | bo04 | 01_CH | ZUESTA | component | HeatGeneratorTotalThermalPower | name | HeatGeneratorTotalThermalPower
2026-07-31 12:42:32 UTC | bo04_01_CH_ZUESTA | bo04 | 01_CH | ZUESTA | component | HeatGeneratorTotalThermalPower | loadtype | LoadTypes.ANY
2026-07-31 12:42:32 UTC | bo04_01_CH_ZUESTA | bo04 | 01_CH | ZUESTA | component | HeatGeneratorTotalThermalPower | unit | Units.WATT
2026-07-31 12:42:32 UTC | bo04_01_CH_ZUESTA | bo04 | 01_CH | ZUESTA | component | HeatGeneratorPlantDhwThermalPower | building_name | BUI1
2026-07-31 12:42:32 UTC | bo04_01_CH_ZUESTA | bo04 | 01_CH | ZUESTA | component | HeatGeneratorPlantDhwThermalPower | name | HeatGeneratorPlantDhwThermalPower
2026-07-31 12:42:32 UTC | bo04_01_CH_ZUESTA | bo04 | 01_CH | ZUESTA | component | HeatGeneratorPlantDhwThermalPower | loadtype | LoadTypes.ANY
2026-07-31 12:42:32 UTC | bo04_01_CH_ZUESTA | bo04 | 01_CH | ZUESTA | component | HeatGeneratorPlantDhwThermalPower | unit | Units.WATT
2026-07-31 12:42:32 UTC | bo04_01_CH_ZUESTA | bo04 | 01_CH | ZUESTA | component | SolarDhwThermalPower | building_name | BUI1
2026-07-31 12:42:32 UTC | bo04_01_CH_ZUESTA | bo04 | 01_CH | ZUESTA | component | SolarDhwThermalPower | name | SolarDhwThermalPower
2026-07-31 12:42:32 UTC | bo04_01_CH_ZUESTA | bo04 | 01_CH | ZUESTA | component | SolarDhwThermalPower | value_watt
2026-07-31 12:42:32 UTC | bo04_01_CH_ZUESTA | bo04 | 01_CH | ZUESTA | component | SolarDhwThermalPower | loadtype | LoadTypes.ANY
2026-07-31 12:42:32 UTC | bo04_01_CH_ZUESTA | bo04 | 01_CH | ZUESTA | component | SolarDhwThermalPower | unit | Units.WATT
2026-07-31 12:42:32 UTC | bo04_01_CH_ZUESTA | bo04 | 01_CH | ZUESTA | thermal_storage | SimpleHotWaterStorage | volume_heating_water_storage_in_liter | 603.8
2026-07-31 12:42:32 UTC | bo04_01_CH_ZUESTA | bo04 | 01_CH | ZUESTA | component | BufferRemainingCapacity60C | building_name | BUI1
2026-07-31 12:42:32 UTC | bo04_01_CH_ZUESTA | bo04 | 01_CH | ZUESTA | component | BufferRemainingCapacity60C | name | BufferRemainingCapacity60C
2026-07-31 12:42:32 UTC | bo04_01_CH_ZUESTA | bo04 | 01_CH | ZUESTA | component | BufferRemainingCapacity60C | volume_heating_water_storage_in_liter | 603.8
2026-07-31 12:42:32 UTC | bo04_01_CH_ZUESTA | bo04 | 01_CH | ZUESTA | component | BufferRemainingCapacity60C | max_temperature_in_celsius | 6
2026-07-31 12:42:32 UTC | bo04_01_CH_ZUESTA | bo04 | 01_CH | ZUESTA | component | BufferRemainingCapacity60C | water_density_kg_per_liter | 0.992
2026-07-31 12:42:32 UTC | bo04_01_CH_ZUESTA | bo04 | 01_CH | ZUESTA | component | BufferRemainingCapacity60C | water_specific_heat_capacity_j_per_kg_per_k | 4180
2026-07-31 12:42:32 UTC | bo04_01_CH_ZUESTA | bo04 | 01_CH | ZUESTA | component | OilBoilerController | building_name | BUI1
2026-07-31 12:42:32 UTC | bo04_01_CH_ZUESTA | bo04 | 01_CH | ZUESTA | component | OilBoilerController | name | OilBoilerController
2026-07-31 12:42:32 UTC | bo04_01_CH_ZUESTA | bo04 | 01_CH | ZUESTA | component | OilBoilerController | is_modulating | true
2026-07-31 12:42:32 UTC | bo04_01_CH_ZUESTA | bo04 | 01_CH | ZUESTA | component | OilBoilerController | set_heating_threshold_outside_temperature_in_celsius | 16
2026-07-31 12:42:32 UTC | bo04_01_CH_ZUESTA | bo04 | 01_CH | ZUESTA | component | OilBoilerController | minimal_thermal_power_in_watt | 0
2026-07-31 12:42:32 UTC | bo04_01_CH_ZUESTA | bo04 | 01_CH | ZUESTA | component | OilBoilerController | maximal_thermal_power_in_watt | 8300
2026-07-31 12:42:32 UTC | bo04_01_CH_ZUESTA | bo04 | 01_CH | ZUESTA | component | OilBoilerController | set_temperature_difference_for_full_power | 5
2026-07-31 12:42:32 UTC | bo04_01_CH_ZUESTA | bo04 | 01_CH | ZUESTA | component | OilBoilerController | minimum_runtime_in_seconds | 1800
2026-07-31 12:42:32 UTC | bo04_01_CH_ZUESTA | bo04 | 01_CH | ZUESTA | component | OilBoilerController | minimum_resting_time_in_seconds | 1800
2026-07-31 12:42:32 UTC | bo04_01_CH_ZUESTA | bo04 | 01_CH | ZUESTA | component | OilBoilerController | with_domestic_hot_water_preparation | true
2026-07-31 12:42:32 UTC | bo04_01_CH_ZUESTA | bo04 | 01_CH | ZUESTA | component | OilBoilerController | secondary_mode | false
2026-07-31 12:42:32 UTC | bo04_01_CH_ZUESTA | bo04 | 01_CH | ZUESTA | component | OilBoilerController | hysteresis_water_temperature_offset | 10
2026-07-31 12:42:32 UTC | bo04_01_CH_ZUESTA | bo04 | 01_CH | ZUESTA | component | OilBoilerController | seasonal_modulation_minimum_enabled | false
2026-07-31 12:42:32 UTC | bo04_01_CH_ZUESTA | bo04 | 01_CH | ZUESTA | component | OilBoilerController | winter_modulation_minimum_thermal_power_in_watt
2026-07-31 12:42:32 UTC | bo04_01_CH_ZUESTA | bo04 | 01_CH | ZUESTA | component | OilBoilerController | summer_modulation_minimum_thermal_power_in_watt
2026-07-31 12:42:32 UTC | bo04_01_CH_ZUESTA | bo04 | 01_CH | ZUESTA | component | OilBoilerController | summer_modulation_daily_avg_outdoor_temperature_threshold_celsius | 16
2026-07-31 12:42:32 UTC | bo04_01_CH_ZUESTA | bo04 | 01_CH | ZUESTA | heat_generator | OilBoiler | minimal_thermal_power_in_watt | 0
2026-07-31 12:42:32 UTC | bo04_01_CH_ZUESTA | bo04 | 01_CH | ZUESTA | heat_generator | OilBoiler | maximal_thermal_power_in_watt | 8300
2026-07-31 12:42:32 UTC | bo04_01_CH_ZUESTA | bo04 | 01_CH | ZUESTA | heat_generator | OilBoiler | eff_th_min | 0.6
2026-07-31 12:42:32 UTC | bo04_01_CH_ZUESTA | bo04 | 01_CH | ZUESTA | heat_generator | OilBoiler | eff_th_max | 0.9
2026-07-31 12:42:32 UTC | bo04_01_CH_ZUESTA | bo04 | 01_CH | ZUESTA | heat_generator | OilBoiler | boiler_type | BoilerType.CONVENTIONAL
2026-07-31 12:42:32 UTC | bo04_01_CH_ZUESTA | bo04 | 01_CH | ZUESTA | heat_generator | OilBoiler | energy_carrier | LoadTypes.OIL
2026-07-31 12:42:32 UTC | bo04_01_CH_ZUESTA | bo04 | 01_CH | ZUESTA | component | FuelMeter | building_name | BUI1
2026-07-31 12:42:32 UTC | bo04_01_CH_ZUESTA | bo04 | 01_CH | ZUESTA | component | FuelMeter | name | FuelMeter
2026-07-31 12:42:32 UTC | bo04_01_CH_ZUESTA | bo04 | 01_CH | ZUESTA | component | FuelMeter | fuel_loadtype | LoadTypes.OIL
2026-07-31 12:42:32 UTC | bo04_01_CH_ZUESTA | bo04 | 01_CH | ZUESTA | component | FuelMeter | heating_value_of_fuel_in_kwh_per_liter | 9.822
2026-07-31 12:42:32 UTC | bo04_01_CH_ZUESTA | bo04 | 01_CH | ZUESTA | component | FuelMeter | fuel_density_in_kg_per_m3 | 83
2026-07-31 12:42:32 UTC | bo04_01_CH_ZUESTA | bo04 | 01_CH | ZUESTA | component | FlexibilityPotential | building_name | BUI1
2026-07-31 12:42:32 UTC | bo04_01_CH_ZUESTA | bo04 | 01_CH | ZUESTA | component | FlexibilityPotential | name | FlexibilityPotential
2026-07-31 12:42:32 UTC | bo04_01_CH_ZUESTA | bo04 | 01_CH | ZUESTA | component | FlexibilityPotential | fallback_heating_cop | 1
2026-07-31 12:42:32 UTC | bo04_01_CH_ZUESTA | bo04 | 01_CH | ZUESTA | component | FlexibilityPotential | fallback_cooling_eer
2026-07-31 12:42:32 UTC | bo04_01_CH_ZUESTA | bo04 | 01_CH | ZUESTA | component | BatteryStoredEnergyWh | building_name | BUI1
2026-07-31 12:42:32 UTC | bo04_01_CH_ZUESTA | bo04 | 01_CH | ZUESTA | component | BatteryStoredEnergyWh | name | BatteryStoredEnergyWh
2026-07-31 12:42:32 UTC | bo04_01_CH_ZUESTA | bo04 | 01_CH | ZUESTA | component | BatteryStoredEnergyWh | capacity_in_kwh | 14.33
2026-07-31 12:42:32 UTC | bo04_01_CH_ZUESTA | bo04 | 01_CH | ZUESTA | component | EvStoredEnergyWhSum | building_name | BUI1
2026-07-31 12:42:32 UTC | bo04_01_CH_ZUESTA | bo04 | 01_CH | ZUESTA | component | EvStoredEnergyWhSum | name | EvStoredEnergyWhSum
2026-07-31 12:42:32 UTC | bo04_01_CH_ZUESTA | bo04 | 01_CH | ZUESTA | component | EvStoredEnergyWhSum | loadtype | LoadTypes.ELECTRICITY
2026-07-31 12:42:32 UTC | bo04_01_CH_ZUESTA | bo04 | 01_CH | ZUESTA | component | EvStoredEnergyWhSum | unit | Units.WATT_HOUR
2026-07-31 12:42:32 UTC | bo04_01_CH_ZUESTA | bo04 | 01_CH | ZUESTA | component | Car_2_22kW_Charging_Power_avg_Speed_30_kmh_1 | building_name | BUI1
2026-07-31 12:42:32 UTC | bo04_01_CH_ZUESTA | bo04 | 01_CH | ZUESTA | component | Car_2_22kW_Charging_Power_avg_Speed_30_kmh_1 | name | Car_2_22kW_Charging_Power_avg_Speed_30_kmh_1
2026-07-31 12:42:32 UTC | bo04_01_CH_ZUESTA | bo04 | 01_CH | ZUESTA | component | Car_2_22kW_Charging_Power_avg_Speed_30_kmh_1 | source_weight | 1
2026-07-31 12:42:32 UTC | bo04_01_CH_ZUESTA | bo04 | 01_CH | ZUESTA | component | Car_2_22kW_Charging_Power_avg_Speed_30_kmh_1 | fuel | LoadTypes.ELECTRICITY
2026-07-31 12:42:32 UTC | bo04_01_CH_ZUESTA | bo04 | 01_CH | ZUESTA | component | Car_2_22kW_Charging_Power_avg_Speed_30_kmh_1 | consumption_per_km | 0.15
2026-07-31 12:42:32 UTC | bo04_01_CH_ZUESTA | bo04 | 01_CH | ZUESTA | component | Car_2_22kW_Charging_Power_avg_Speed_30_kmh_1 | device_co2_footprint_in_kg | 8899.4
2026-07-31 12:42:32 UTC | bo04_01_CH_ZUESTA | bo04 | 01_CH | ZUESTA | component | Car_2_22kW_Charging_Power_avg_Speed_30_kmh_1 | investment_costs_in_euro | 44498
2026-07-31 12:42:32 UTC | bo04_01_CH_ZUESTA | bo04 | 01_CH | ZUESTA | component | Car_2_22kW_Charging_Power_avg_Speed_30_kmh_1 | lifetime_in_years | 18
2026-07-31 12:42:32 UTC | bo04_01_CH_ZUESTA | bo04 | 01_CH | ZUESTA | component | Car_2_22kW_Charging_Power_avg_Speed_30_kmh_1 | maintenance_costs_in_euro_per_year | 89
2026-07-31 12:42:32 UTC | bo04_01_CH_ZUESTA | bo04 | 01_CH | ZUESTA | component | CarBattery_1 | building_name | BUI1
2026-07-31 12:42:32 UTC | bo04_01_CH_ZUESTA | bo04 | 01_CH | ZUESTA | component | CarBattery_1 | name | CarBattery_1
2026-07-31 12:42:32 UTC | bo04_01_CH_ZUESTA | bo04 | 01_CH | ZUESTA | component | CarBattery_1 | source_weight | 4
2026-07-31 12:42:32 UTC | bo04_01_CH_ZUESTA | bo04 | 01_CH | ZUESTA | component | CarBattery_1 | system_id | SG1
2026-07-31 12:42:32 UTC | bo04_01_CH_ZUESTA | bo04 | 01_CH | ZUESTA | component | CarBattery_1 | p_inv_custom | 10000
2026-07-31 12:42:32 UTC | bo04_01_CH_ZUESTA | bo04 | 01_CH | ZUESTA | component | CarBattery_1 | e_bat_custom | 30
2026-07-31 12:42:32 UTC | bo04_01_CH_ZUESTA | bo04 | 01_CH | ZUESTA | component | CarBattery_1 | charge | 0
2026-07-31 12:42:32 UTC | bo04_01_CH_ZUESTA | bo04 | 01_CH | ZUESTA | component | CarBattery_1 | discharge | 0
2026-07-31 12:42:32 UTC | bo04_01_CH_ZUESTA | bo04 | 01_CH | ZUESTA | component | L1EVChargeControl_1 | building_name | BUI1
2026-07-31 12:42:32 UTC | bo04_01_CH_ZUESTA | bo04 | 01_CH | ZUESTA | component | L1EVChargeControl_1 | name | L1EVChargeControl_1
2026-07-31 12:42:32 UTC | bo04_01_CH_ZUESTA | bo04 | 01_CH | ZUESTA | component | L1EVChargeControl_1 | source_weight | 4
2026-07-31 12:42:32 UTC | bo04_01_CH_ZUESTA | bo04 | 01_CH | ZUESTA | component | L1EVChargeControl_1 | battery_set | 0.8
2026-07-31 12:42:32 UTC | bo04_01_CH_ZUESTA | bo04 | 01_CH | ZUESTA | component | L1EVChargeControl_1 | lower_threshold_charging_power | 37
2026-07-31 12:42:32 UTC | bo04_01_CH_ZUESTA | bo04 | 01_CH | ZUESTA | component | L1EVChargeControl_1 | device_co2_footprint_in_kg | 100
2026-07-31 12:42:32 UTC | bo04_01_CH_ZUESTA | bo04 | 01_CH | ZUESTA | component | L1EVChargeControl_1 | investment_costs_in_euro | 1000
2026-07-31 12:42:32 UTC | bo04_01_CH_ZUESTA | bo04 | 01_CH | ZUESTA | component | L1EVChargeControl_1 | lifetime_in_years | 10
2026-07-31 12:42:32 UTC | bo04_01_CH_ZUESTA | bo04 | 01_CH | ZUESTA | component | L1EVChargeControl_1 | maintenance_costs_in_euro_per_year | 5
2026-07-31 12:42:32 UTC | bo04_02_CH_ZUESTA | bo04 | 02_CH | ZUESTA | simulation | SimulationParameters | year | 2050
2026-07-31 12:42:32 UTC | bo04_02_CH_ZUESTA | bo04 | 02_CH | ZUESTA | simulation | SimulationParameters | seconds_per_timestep | 9 | s
2026-07-31 12:42:32 UTC | bo04_02_CH_ZUESTA | bo04 | 02_CH | ZUESTA | simulation | SimulationParameters | country | CH
2026-07-31 12:42:32 UTC | bo04_02_CH_ZUESTA | bo04 | 02_CH | ZUESTA | cli | cli_overrides | ARCH | 02_CH
2026-07-31 12:42:32 UTC | bo04_02_CH_ZUESTA | bo04 | 02_CH | ZUESTA | cli | cli_overrides | WEATHER | ZUESTA
2026-07-31 12:42:32 UTC | bo04_02_CH_ZUESTA | bo04 | 02_CH | ZUESTA | cli | cli_overrides | TIME_HORIZON | future
2026-07-31 12:42:32 UTC | bo04_02_CH_ZUESTA | bo04 | 02_CH | ZUESTA | cli | cli_overrides | SCENARIO | none
2026-07-31 12:42:32 UTC | bo04_02_CH_ZUESTA | bo04 | 02_CH | ZUESTA | cli | cli_overrides | OCC | SIA2024
2026-07-31 12:42:32 UTC | bo04_02_CH_ZUESTA | bo04 | 02_CH | ZUESTA | cli | cli_overrides | HEATGEN_SIZING | IDEAL_LOOKUP
2026-07-31 12:42:32 UTC | bo04_02_CH_ZUESTA | bo04 | 02_CH | ZUESTA | component | EvStoredEnergyWh_1 | building_name | BUI1
2026-07-31 12:42:32 UTC | bo04_02_CH_ZUESTA | bo04 | 02_CH | ZUESTA | component | EvStoredEnergyWh_1 | name | EvStoredEnergyWh_1
2026-07-31 12:42:32 UTC | bo04_02_CH_ZUESTA | bo04 | 02_CH | ZUESTA | component | EvStoredEnergyWh_1 | capacity_in_kwh | 3
2026-07-31 12:42:32 UTC | bo04_02_CH_ZUESTA | bo04 | 02_CH | ZUESTA | internal_loads | SIA2024Occupancy | conditioned_floor_area_in_m2 | 195
2026-07-31 12:42:32 UTC | bo04_02_CH_ZUESTA | bo04 | 02_CH | ZUESTA | internal_loads | SIA2024Occupancy | appliances_load_w_per_m2 | 1
2026-07-31 12:42:32 UTC | bo04_02_CH_ZUESTA | bo04 | 02_CH | ZUESTA | internal_loads | SIA2024Occupancy | lighting_load_w_per_m2 | 3
2026-07-31 12:42:32 UTC | bo04_02_CH_ZUESTA | bo04 | 02_CH | ZUESTA | internal_loads | SIA2024Occupancy | lighting_annual_full_load_hours | 846
2026-07-31 12:42:32 UTC | bo04_02_CH_ZUESTA | bo04 | 02_CH | ZUESTA | internal_loads | SIA2024Occupancy | appliances_yearly_utilization_per_month | 0.7995
2026-07-31 12:42:32 UTC | bo04_02_CH_ZUESTA | bo04 | 02_CH | ZUESTA | weather | Weather | source_path | C:\Users\het\HiSim\hisim\inputs\weather\custom_csv\Zurich\NABZUE_2060_RCP85_DRY.csv
2026-07-31 12:42:32 UTC | bo04_02_CH_ZUESTA | bo04 | 02_CH | ZUESTA | weather | Weather | location | Zurich
2026-07-31 12:42:32 UTC | bo04_02_CH_ZUESTA | bo04 | 02_CH | ZUESTA | weather | Weather | name | Weather
2026-07-31 12:42:32 UTC | bo04_02_CH_ZUESTA | bo04 | 02_CH | ZUESTA | pv | PVSystem | power_in_watt | 12659.2
2026-07-31 12:42:32 UTC | bo04_02_CH_ZUESTA | bo04 | 02_CH | ZUESTA | pv | PVSystem | tilt | 30
2026-07-31 12:42:32 UTC | bo04_02_CH_ZUESTA | bo04 | 02_CH | ZUESTA | pv | PVSystem | azimuth | 180
2026-07-31 12:42:32 UTC | bo04_02_CH_ZUESTA | bo04 | 02_CH | ZUESTA | pv | PVSystem | location | ZUESTA
2026-07-31 12:42:32 UTC | bo04_02_CH_ZUESTA | bo04 | 02_CH | ZUESTA | component | ElectricityMeter | building_name | BUI1
2026-07-31 12:42:32 UTC | bo04_02_CH_ZUESTA | bo04 | 02_CH | ZUESTA | component | ElectricityMeter | name | ElectricityMeter
2026-07-31 12:42:32 UTC | bo04_02_CH_ZUESTA | bo04 | 02_CH | ZUESTA | component | L2EMSElectricityController | building_name | BUI1
2026-07-31 12:42:32 UTC | bo04_02_CH_ZUESTA | bo04 | 02_CH | ZUESTA | component | L2EMSElectricityController | name | L2EMSElectricityController
2026-07-31 12:42:32 UTC | bo04_02_CH_ZUESTA | bo04 | 02_CH | ZUESTA | component | L2EMSElectricityController | strategy | optimize_own_consumption
2026-07-31 12:42:32 UTC | bo04_02_CH_ZUESTA | bo04 | 02_CH | ZUESTA | component | L2EMSElectricityController | limit_to_shave | 0
2026-07-31 12:42:32 UTC | bo04_02_CH_ZUESTA | bo04 | 02_CH | ZUESTA | component | L2EMSElectricityController | building_indoor_temperature_offset_value | 2
2026-07-31 12:42:32 UTC | bo04_02_CH_ZUESTA | bo04 | 02_CH | ZUESTA | component | L2EMSElectricityController | domestic_hot_water_storage_temperature_offset_value | 10
2026-07-31 12:42:32 UTC | bo04_02_CH_ZUESTA | bo04 | 02_CH | ZUESTA | component | L2EMSElectricityController | space_heating_water_storage_temperature_offset_value | 10
2026-07-31 12:42:32 UTC | bo04_02_CH_ZUESTA | bo04 | 02_CH | ZUESTA | building | Building | building_name | 1919_1945
2026-07-31 12:42:32 UTC | bo04_02_CH_ZUESTA | bo04 | 02_CH | ZUESTA | building | Building | building_code | AT.N.SFH.02.Gen.ReEx.001.002
2026-07-31 12:42:32 UTC | bo04_02_CH_ZUESTA | bo04 | 02_CH | ZUESTA | building | Building | building_heat_capacity_class | medium
2026-07-31 12:42:32 UTC | bo04_02_CH_ZUESTA | bo04 | 02_CH | ZUESTA | building | Building | absolute_conditioned_floor_area_in_m2 | 195
2026-07-31 12:42:32 UTC | bo04_02_CH_ZUESTA | bo04 | 02_CH | ZUESTA | building | Building | heating_reference_temperature_in_celsius | -8
2026-07-31 12:42:32 UTC | bo04_02_CH_ZUESTA | bo04 | 02_CH | ZUESTA | building | Building | floor_u_value_in_watt_per_m2_per_kelvin | 0.9
2026-07-31 12:42:32 UTC | bo04_02_CH_ZUESTA | bo04 | 02_CH | ZUESTA | building | Building | floor_area_in_m2 | 81.5
2026-07-31 12:42:32 UTC | bo04_02_CH_ZUESTA | bo04 | 02_CH | ZUESTA | building | Building | facade_u_value_in_watt_per_m2_per_kelvin | 0.9
2026-07-31 12:42:32 UTC | bo04_02_CH_ZUESTA | bo04 | 02_CH | ZUESTA | building | Building | facade_area_in_m2 | 183.5
2026-07-31 12:42:32 UTC | bo04_02_CH_ZUESTA | bo04 | 02_CH | ZUESTA | building | Building | roof_u_value_in_watt_per_m2_per_kelvin | 0.44
2026-07-31 12:42:32 UTC | bo04_02_CH_ZUESTA | bo04 | 02_CH | ZUESTA | building | Building | roof_area_in_m2 | 96
2026-07-31 12:42:32 UTC | bo04_02_CH_ZUESTA | bo04 | 02_CH | ZUESTA | building | Building | window_u_value_in_watt_per_m2_per_kelvin | 1.8
2026-07-31 12:42:32 UTC | bo04_02_CH_ZUESTA | bo04 | 02_CH | ZUESTA | building | Building | window_area_in_m2 | 31.2
2026-07-31 12:42:32 UTC | bo04_02_CH_ZUESTA | bo04 | 02_CH | ZUESTA | building | Building | door_u_value_in_watt_per_m2_per_kelvin
2026-07-31 12:42:32 UTC | bo04_02_CH_ZUESTA | bo04 | 02_CH | ZUESTA | building | Building | door_area_in_m2
2026-07-31 12:42:32 UTC | bo04_02_CH_ZUESTA | bo04 | 02_CH | ZUESTA | building | Building | set_heating_temperature_in_celsius | 20.5
2026-07-31 12:42:32 UTC | bo04_02_CH_ZUESTA | bo04 | 02_CH | ZUESTA | building | Building | set_cooling_temperature_in_celsius | 25
2026-07-31 12:42:32 UTC | bo04_02_CH_ZUESTA | bo04 | 02_CH | ZUESTA | building | Building | natural_ventilation_m3_per_h_per_person | 29
2026-07-31 12:42:32 UTC | bo04_02_CH_ZUESTA | bo04 | 02_CH | ZUESTA | building | Building | sia_natural_ventilation_m3_per_h_per_m2 | 0.6
2026-07-31 12:42:32 UTC | bo04_02_CH_ZUESTA | bo04 | 02_CH | ZUESTA | building | Building | swiss_infiltration_rate_per_h | 0.3
2026-07-31 12:42:32 UTC | bo04_02_CH_ZUESTA | bo04 | 02_CH | ZUESTA | building | Building | heating_demand_mode | iso13790
2026-07-31 12:42:32 UTC | bo04_02_CH_ZUESTA | bo04 | 02_CH | ZUESTA | building | Building | operative_heating_proportional_band_in_celsius | 1
2026-07-31 12:42:32 UTC | bo04_02_CH_ZUESTA | bo04 | 02_CH | ZUESTA | building | Building | operative_heating_proportional_gain | 1
2026-07-31 12:42:32 UTC | bo04_02_CH_ZUESTA | bo04 | 02_CH | ZUESTA | building | Building | control_comfort_lower_bound_shift_in_celsius
2026-07-31 12:42:32 UTC | bo04_02_CH_ZUESTA | bo04 | 02_CH | ZUESTA | building | Building | comfort_aware_seasonal_heating_gate | true
2026-07-31 12:42:32 UTC | bo04_02_CH_ZUESTA | bo04 | 02_CH | ZUESTA | component | StrictComfortDemandController | building_name | BUI1
2026-07-31 12:42:32 UTC | bo04_02_CH_ZUESTA | bo04 | 02_CH | ZUESTA | component | StrictComfortDemandController | name | StrictComfortDemandController
2026-07-31 12:42:32 UTC | bo04_02_CH_ZUESTA | bo04 | 02_CH | ZUESTA | component | StrictComfortDemandController | temperature_air_heating_in_celsius | 20.5
2026-07-31 12:42:32 UTC | bo04_02_CH_ZUESTA | bo04 | 02_CH | ZUESTA | component | StrictComfortDemandController | temperature_air_cooling_in_celsius | 24
2026-07-31 12:42:32 UTC | bo04_02_CH_ZUESTA | bo04 | 02_CH | ZUESTA | component | StrictComfortDemandController | offset | 0.5
2026-07-31 12:42:32 UTC | bo04_02_CH_ZUESTA | bo04 | 02_CH | ZUESTA | component | StrictComfortDemandController | mode | 2
2026-07-31 12:42:32 UTC | bo04_02_CH_ZUESTA | bo04 | 02_CH | ZUESTA | component | StrictComfortDemandController | use_adaptive_comfort_band | true
2026-07-31 12:42:32 UTC | bo04_02_CH_ZUESTA | bo04 | 02_CH | ZUESTA | component | StrictComfortDemandController | control_strategy | strict_comfort_band_v1
2026-07-31 12:42:32 UTC | bo04_02_CH_ZUESTA | bo04 | 02_CH | ZUESTA | component | StrictComfortDemandController | comfort_band_inner_offset_in_celsius | 0.5
2026-07-31 12:42:32 UTC | bo04_02_CH_ZUESTA | bo04 | 02_CH | ZUESTA | component | StrictComfortDemandController | comfort_band_inner_offset_lower_in_celsius | 1
2026-07-31 12:42:32 UTC | bo04_02_CH_ZUESTA | bo04 | 02_CH | ZUESTA | component | StrictComfortDemandController | comfort_band_inner_offset_upper_in_celsius | 0.5
2026-07-31 12:42:32 UTC | bo04_02_CH_ZUESTA | bo04 | 02_CH | ZUESTA | component | StrictComfortDemandController | heating_disabled_above_running_mean_outdoor_temperature_in_celsius | 18
2026-07-31 12:42:32 UTC | bo04_02_CH_ZUESTA | bo04 | 02_CH | ZUESTA | component | StrictComfortDemandController | cooling_enabled_above_running_mean_outdoor_temperature_in_celsius | 22
2026-07-31 12:42:32 UTC | bo04_02_CH_ZUESTA | bo04 | 02_CH | ZUESTA | component | ComfortBandHeatingDemand | building_name | BUI1
2026-07-31 12:42:32 UTC | bo04_02_CH_ZUESTA | bo04 | 02_CH | ZUESTA | component | ComfortBandHeatingDemand | name | ComfortBandHeatingDemand
2026-07-31 12:42:32 UTC | bo04_02_CH_ZUESTA | bo04 | 02_CH | ZUESTA | component | ComfortBandHeatingDemand | max_heating_power_in_watt | 11855.7
2026-07-31 12:42:32 UTC | bo04_02_CH_ZUESTA | bo04 | 02_CH | ZUESTA | component | ComfortBandHeatingDemand | proportional_gain_in_watt_per_kelvin | 23711.4
2026-07-31 12:42:32 UTC | bo04_02_CH_ZUESTA | bo04 | 02_CH | ZUESTA | component | StrictComfortSetpointModifier | building_name | BUI1
2026-07-31 12:42:32 UTC | bo04_02_CH_ZUESTA | bo04 | 02_CH | ZUESTA | component | StrictComfortSetpointModifier | name | StrictComfortSetpointModifier
2026-07-31 12:42:32 UTC | bo04_02_CH_ZUESTA | bo04 | 02_CH | ZUESTA | component | StrictComfortSetpointModifier | base_heating_setpoint_in_celsius | 20.5
2026-07-31 12:42:32 UTC | bo04_02_CH_ZUESTA | bo04 | 02_CH | ZUESTA | component | StrictComfortSetpointModifier | recovery_gain | 5
2026-07-31 12:42:32 UTC | bo04_02_CH_ZUESTA | bo04 | 02_CH | ZUESTA | component | StrictComfortSetpointModifier | max_recovery_boost_in_celsius | 5
2026-07-31 12:42:32 UTC | bo04_02_CH_ZUESTA | bo04 | 02_CH | ZUESTA | component | StrictComfortSetpointModifier | clamp_min_modifier_in_celsius
2026-07-31 12:42:32 UTC | bo04_02_CH_ZUESTA | bo04 | 02_CH | ZUESTA | component | StrictComfortSetpointModifier | clamp_max_modifier_in_celsius | 15
2026-07-31 12:42:32 UTC | bo04_02_CH_ZUESTA | bo04 | 02_CH | ZUESTA | component | HeatDistributionController | building_name | BUI1
2026-07-31 12:42:32 UTC | bo04_02_CH_ZUESTA | bo04 | 02_CH | ZUESTA | component | HeatDistributionController | name | HeatDistributionController
2026-07-31 12:42:32 UTC | bo04_02_CH_ZUESTA | bo04 | 02_CH | ZUESTA | component | HeatDistributionController | heating_system | HeatDistributionSystemType.FLOORHEATING
2026-07-31 12:42:32 UTC | bo04_02_CH_ZUESTA | bo04 | 02_CH | ZUESTA | component | HeatDistributionController | set_heating_threshold_outside_temperature_in_celsius | 16
2026-07-31 12:42:32 UTC | bo04_02_CH_ZUESTA | bo04 | 02_CH | ZUESTA | component | HeatDistributionController | heating_reference_temperature_in_celsius | -8
2026-07-31 12:42:32 UTC | bo04_02_CH_ZUESTA | bo04 | 02_CH | ZUESTA | component | HeatDistributionController | set_heating_temperature_for_building_in_celsius | 20.5
2026-07-31 12:42:32 UTC | bo04_02_CH_ZUESTA | bo04 | 02_CH | ZUESTA | component | HeatDistributionController | set_cooling_temperature_for_building_in_celsius | 25
2026-07-31 12:42:32 UTC | bo04_02_CH_ZUESTA | bo04 | 02_CH | ZUESTA | component | HeatDistributionController | heating_load_of_building_in_watt | 11855.7
2026-07-31 12:42:32 UTC | bo04_02_CH_ZUESTA | bo04 | 02_CH | ZUESTA | heat_distribution | HeatDistributionSystem | absolute_conditioned_floor_area_in_m2 | 195
2026-07-31 12:42:32 UTC | bo04_02_CH_ZUESTA | bo04 | 02_CH | ZUESTA | component | SplitACController | building_name | BUI1
2026-07-31 12:42:32 UTC | bo04_02_CH_ZUESTA | bo04 | 02_CH | ZUESTA | component | SplitACController | name | SplitACController
2026-07-31 12:42:32 UTC | bo04_02_CH_ZUESTA | bo04 | 02_CH | ZUESTA | component | SplitACController | heating_set_temperature_deg_c
2026-07-31 12:42:32 UTC | bo04_02_CH_ZUESTA | bo04 | 02_CH | ZUESTA | component | SplitACController | cooling_set_temperature_deg_c | 25
2026-07-31 12:42:32 UTC | bo04_02_CH_ZUESTA | bo04 | 02_CH | ZUESTA | component | SplitACController | minimum_runtime_s | 1800
2026-07-31 12:42:32 UTC | bo04_02_CH_ZUESTA | bo04 | 02_CH | ZUESTA | component | SplitACController | minimum_idle_time_s | 900
2026-07-31 12:42:32 UTC | bo04_02_CH_ZUESTA | bo04 | 02_CH | ZUESTA | component | SplitACController | offset | 5
2026-07-31 12:42:32 UTC | bo04_02_CH_ZUESTA | bo04 | 02_CH | ZUESTA | component | SplitACController | temperature_difference_full_power_deg_c | 3
2026-07-31 12:42:32 UTC | bo04_02_CH_ZUESTA | bo04 | 02_CH | ZUESTA | component | SplitACController | minimum_modulation
2026-07-31 12:42:32 UTC | bo04_02_CH_ZUESTA | bo04 | 02_CH | ZUESTA | component | ComfortBandCoolingDemand | building_name | BUI1
2026-07-31 12:42:32 UTC | bo04_02_CH_ZUESTA | bo04 | 02_CH | ZUESTA | component | ComfortBandCoolingDemand | name | ComfortBandCoolingDemand
2026-07-31 12:42:32 UTC | bo04_02_CH_ZUESTA | bo04 | 02_CH | ZUESTA | component | ComfortBandCoolingDemand | max_cooling_power_in_watt | 1720
2026-07-31 12:42:32 UTC | bo04_02_CH_ZUESTA | bo04 | 02_CH | ZUESTA | component | ComfortBandCoolingDemand | proportional_gain_in_watt_per_kelvin | 4
2026-07-31 12:42:32 UTC | bo04_02_CH_ZUESTA | bo04 | 02_CH | ZUESTA | component | ComfortBandCoolingDemand | relaxation_factor | 0.55
2026-07-31 12:42:32 UTC | bo04_02_CH_ZUESTA | bo04 | 02_CH | ZUESTA | component | ComfortBandCoolingDemand | theoretical_blend | comfort_only
2026-07-31 12:42:32 UTC | bo04_02_CH_ZUESTA | bo04 | 02_CH | ZUESTA | component | SplitAC | building_name | BUI1
2026-07-31 12:42:32 UTC | bo04_02_CH_ZUESTA | bo04 | 02_CH | ZUESTA | component | SplitAC | name | SplitAC
2026-07-31 12:42:32 UTC | bo04_02_CH_ZUESTA | bo04 | 02_CH | ZUESTA | component | SplitAC | manufacturer | Panasonic
2026-07-31 12:42:32 UTC | bo04_02_CH_ZUESTA | bo04 | 02_CH | ZUESTA | component | SplitAC | model_name | CS-RE18JKE/CU-RE18JKE
2026-07-31 12:42:32 UTC | bo04_02_CH_ZUESTA | bo04 | 02_CH | ZUESTA | component | SplitAC | scale_factor | 0.2084
2026-07-31 12:42:32 UTC | bo04_02_CH_ZUESTA | bo04 | 02_CH | ZUESTA | component | SplitAC | investment_costs_in_euro | 6800
2026-07-31 12:42:32 UTC | bo04_02_CH_ZUESTA | bo04 | 02_CH | ZUESTA | component | SplitAC | lifetime_in_years | 12
2026-07-31 12:42:32 UTC | bo04_02_CH_ZUESTA | bo04 | 02_CH | ZUESTA | component | SplitAC | co2_emissions_kg_co2_eq | 165.8
2026-07-31 12:42:32 UTC | bo04_02_CH_ZUESTA | bo04 | 02_CH | ZUESTA | component | SplitAC | maintenance_costs_in_euro_per_year | 34
2026-07-31 12:42:32 UTC | bo04_02_CH_ZUESTA | bo04 | 02_CH | ZUESTA | component | BuildingThermalPowerSum | building_name | BUI1
2026-07-31 12:42:32 UTC | bo04_02_CH_ZUESTA | bo04 | 02_CH | ZUESTA | component | BuildingThermalPowerSum | name | BuildingThermalPowerSum
2026-07-31 12:42:32 UTC | bo04_02_CH_ZUESTA | bo04 | 02_CH | ZUESTA | component | BuildingThermalPowerSum | loadtype | LoadTypes.ANY
2026-07-31 12:42:32 UTC | bo04_02_CH_ZUESTA | bo04 | 02_CH | ZUESTA | component | BuildingThermalPowerSum | unit | Units.WATT
2026-07-31 12:42:32 UTC | bo04_02_CH_ZUESTA | bo04 | 02_CH | ZUESTA | component | HeatGeneratorTotalThermalPower | building_name | BUI1
2026-07-31 12:42:32 UTC | bo04_02_CH_ZUESTA | bo04 | 02_CH | ZUESTA | component | HeatGeneratorTotalThermalPower | name | HeatGeneratorTotalThermalPower
2026-07-31 12:42:32 UTC | bo04_02_CH_ZUESTA | bo04 | 02_CH | ZUESTA | component | HeatGeneratorTotalThermalPower | loadtype | LoadTypes.ANY
2026-07-31 12:42:32 UTC | bo04_02_CH_ZUESTA | bo04 | 02_CH | ZUESTA | component | HeatGeneratorTotalThermalPower | unit | Units.WATT
2026-07-31 12:42:32 UTC | bo04_02_CH_ZUESTA | bo04 | 02_CH | ZUESTA | component | HeatGeneratorPlantDhwThermalPower | building_name | BUI1
2026-07-31 12:42:32 UTC | bo04_02_CH_ZUESTA | bo04 | 02_CH | ZUESTA | component | HeatGeneratorPlantDhwThermalPower | name | HeatGeneratorPlantDhwThermalPower
2026-07-31 12:42:32 UTC | bo04_02_CH_ZUESTA | bo04 | 02_CH | ZUESTA | component | HeatGeneratorPlantDhwThermalPower | loadtype | LoadTypes.ANY
2026-07-31 12:42:32 UTC | bo04_02_CH_ZUESTA | bo04 | 02_CH | ZUESTA | component | HeatGeneratorPlantDhwThermalPower | unit | Units.WATT
2026-07-31 12:42:32 UTC | bo04_02_CH_ZUESTA | bo04 | 02_CH | ZUESTA | component | SolarDhwThermalPower | building_name | BUI1
2026-07-31 12:42:32 UTC | bo04_02_CH_ZUESTA | bo04 | 02_CH | ZUESTA | component | SolarDhwThermalPower | name | SolarDhwThermalPower
2026-07-31 12:42:32 UTC | bo04_02_CH_ZUESTA | bo04 | 02_CH | ZUESTA | component | SolarDhwThermalPower | value_watt
2026-07-31 12:42:32 UTC | bo04_02_CH_ZUESTA | bo04 | 02_CH | ZUESTA | component | SolarDhwThermalPower | loadtype | LoadTypes.ANY
2026-07-31 12:42:32 UTC | bo04_02_CH_ZUESTA | bo04 | 02_CH | ZUESTA | component | SolarDhwThermalPower | unit | Units.WATT
2026-07-31 12:42:32 UTC | bo04_02_CH_ZUESTA | bo04 | 02_CH | ZUESTA | thermal_storage | SimpleHotWaterStorage | volume_heating_water_storage_in_liter | 592.8
2026-07-31 12:42:32 UTC | bo04_02_CH_ZUESTA | bo04 | 02_CH | ZUESTA | component | BufferRemainingCapacity60C | building_name | BUI1
2026-07-31 12:42:32 UTC | bo04_02_CH_ZUESTA | bo04 | 02_CH | ZUESTA | component | BufferRemainingCapacity60C | name | BufferRemainingCapacity60C
2026-07-31 12:42:32 UTC | bo04_02_CH_ZUESTA | bo04 | 02_CH | ZUESTA | component | BufferRemainingCapacity60C | volume_heating_water_storage_in_liter | 592.8
2026-07-31 12:42:32 UTC | bo04_02_CH_ZUESTA | bo04 | 02_CH | ZUESTA | component | BufferRemainingCapacity60C | max_temperature_in_celsius | 6
2026-07-31 12:42:32 UTC | bo04_02_CH_ZUESTA | bo04 | 02_CH | ZUESTA | component | BufferRemainingCapacity60C | water_density_kg_per_liter | 0.992
2026-07-31 12:42:32 UTC | bo04_02_CH_ZUESTA | bo04 | 02_CH | ZUESTA | component | BufferRemainingCapacity60C | water_specific_heat_capacity_j_per_kg_per_k | 4180
2026-07-31 12:42:32 UTC | bo04_02_CH_ZUESTA | bo04 | 02_CH | ZUESTA | component | OilBoilerController | building_name | BUI1
2026-07-31 12:42:32 UTC | bo04_02_CH_ZUESTA | bo04 | 02_CH | ZUESTA | component | OilBoilerController | name | OilBoilerController
2026-07-31 12:42:32 UTC | bo04_02_CH_ZUESTA | bo04 | 02_CH | ZUESTA | component | OilBoilerController | is_modulating | true
2026-07-31 12:42:32 UTC | bo04_02_CH_ZUESTA | bo04 | 02_CH | ZUESTA | component | OilBoilerController | set_heating_threshold_outside_temperature_in_celsius | 16
2026-07-31 12:42:32 UTC | bo04_02_CH_ZUESTA | bo04 | 02_CH | ZUESTA | component | OilBoilerController | minimal_thermal_power_in_watt | 0
2026-07-31 12:42:32 UTC | bo04_02_CH_ZUESTA | bo04 | 02_CH | ZUESTA | component | OilBoilerController | maximal_thermal_power_in_watt | 7510
2026-07-31 12:42:32 UTC | bo04_02_CH_ZUESTA | bo04 | 02_CH | ZUESTA | component | OilBoilerController | set_temperature_difference_for_full_power | 5
2026-07-31 12:42:32 UTC | bo04_02_CH_ZUESTA | bo04 | 02_CH | ZUESTA | component | OilBoilerController | minimum_runtime_in_seconds | 1800
2026-07-31 12:42:32 UTC | bo04_02_CH_ZUESTA | bo04 | 02_CH | ZUESTA | component | OilBoilerController | minimum_resting_time_in_seconds | 1800
2026-07-31 12:42:32 UTC | bo04_02_CH_ZUESTA | bo04 | 02_CH | ZUESTA | component | OilBoilerController | with_domestic_hot_water_preparation | true
2026-07-31 12:42:32 UTC | bo04_02_CH_ZUESTA | bo04 | 02_CH | ZUESTA | component | OilBoilerController | secondary_mode | false
2026-07-31 12:42:32 UTC | bo04_02_CH_ZUESTA | bo04 | 02_CH | ZUESTA | component | OilBoilerController | hysteresis_water_temperature_offset | 10
2026-07-31 12:42:32 UTC | bo04_02_CH_ZUESTA | bo04 | 02_CH | ZUESTA | component | OilBoilerController | seasonal_modulation_minimum_enabled | false
2026-07-31 12:42:32 UTC | bo04_02_CH_ZUESTA | bo04 | 02_CH | ZUESTA | component | OilBoilerController | winter_modulation_minimum_thermal_power_in_watt
2026-07-31 12:42:32 UTC | bo04_02_CH_ZUESTA | bo04 | 02_CH | ZUESTA | component | OilBoilerController | summer_modulation_minimum_thermal_power_in_watt
2026-07-31 12:42:32 UTC | bo04_02_CH_ZUESTA | bo04 | 02_CH | ZUESTA | component | OilBoilerController | summer_modulation_daily_avg_outdoor_temperature_threshold_celsius | 16
2026-07-31 12:42:32 UTC | bo04_02_CH_ZUESTA | bo04 | 02_CH | ZUESTA | heat_generator | OilBoiler | minimal_thermal_power_in_watt | 0
2026-07-31 12:42:32 UTC | bo04_02_CH_ZUESTA | bo04 | 02_CH | ZUESTA | heat_generator | OilBoiler | maximal_thermal_power_in_watt | 7510
2026-07-31 12:42:32 UTC | bo04_02_CH_ZUESTA | bo04 | 02_CH | ZUESTA | heat_generator | OilBoiler | eff_th_min | 0.6
2026-07-31 12:42:32 UTC | bo04_02_CH_ZUESTA | bo04 | 02_CH | ZUESTA | heat_generator | OilBoiler | eff_th_max | 0.9
2026-07-31 12:42:32 UTC | bo04_02_CH_ZUESTA | bo04 | 02_CH | ZUESTA | heat_generator | OilBoiler | boiler_type | BoilerType.CONVENTIONAL
2026-07-31 12:42:32 UTC | bo04_02_CH_ZUESTA | bo04 | 02_CH | ZUESTA | heat_generator | OilBoiler | energy_carrier | LoadTypes.OIL
2026-07-31 12:42:32 UTC | bo04_02_CH_ZUESTA | bo04 | 02_CH | ZUESTA | component | FuelMeter | building_name | BUI1
2026-07-31 12:42:32 UTC | bo04_02_CH_ZUESTA | bo04 | 02_CH | ZUESTA | component | FuelMeter | name | FuelMeter
2026-07-31 12:42:32 UTC | bo04_02_CH_ZUESTA | bo04 | 02_CH | ZUESTA | component | FuelMeter | fuel_loadtype | LoadTypes.OIL
2026-07-31 12:42:32 UTC | bo04_02_CH_ZUESTA | bo04 | 02_CH | ZUESTA | component | FuelMeter | heating_value_of_fuel_in_kwh_per_liter | 9.822
2026-07-31 12:42:32 UTC | bo04_02_CH_ZUESTA | bo04 | 02_CH | ZUESTA | component | FuelMeter | fuel_density_in_kg_per_m3 | 83
2026-07-31 12:42:32 UTC | bo04_02_CH_ZUESTA | bo04 | 02_CH | ZUESTA | component | FlexibilityPotential | building_name | BUI1
2026-07-31 12:42:32 UTC | bo04_02_CH_ZUESTA | bo04 | 02_CH | ZUESTA | component | FlexibilityPotential | name | FlexibilityPotential
2026-07-31 12:42:32 UTC | bo04_02_CH_ZUESTA | bo04 | 02_CH | ZUESTA | component | FlexibilityPotential | fallback_heating_cop | 1
2026-07-31 12:42:32 UTC | bo04_02_CH_ZUESTA | bo04 | 02_CH | ZUESTA | component | FlexibilityPotential | fallback_cooling_eer
2026-07-31 12:42:32 UTC | bo04_02_CH_ZUESTA | bo04 | 02_CH | ZUESTA | component | BatteryStoredEnergyWh | building_name | BUI1
2026-07-31 12:42:32 UTC | bo04_02_CH_ZUESTA | bo04 | 02_CH | ZUESTA | component | BatteryStoredEnergyWh | name | BatteryStoredEnergyWh
2026-07-31 12:42:32 UTC | bo04_02_CH_ZUESTA | bo04 | 02_CH | ZUESTA | component | BatteryStoredEnergyWh | capacity_in_kwh | 12.66
2026-07-31 12:42:32 UTC | bo04_02_CH_ZUESTA | bo04 | 02_CH | ZUESTA | component | EvStoredEnergyWhSum | building_name | BUI1
2026-07-31 12:42:32 UTC | bo04_02_CH_ZUESTA | bo04 | 02_CH | ZUESTA | component | EvStoredEnergyWhSum | name | EvStoredEnergyWhSum
2026-07-31 12:42:32 UTC | bo04_02_CH_ZUESTA | bo04 | 02_CH | ZUESTA | component | EvStoredEnergyWhSum | loadtype | LoadTypes.ELECTRICITY
2026-07-31 12:42:32 UTC | bo04_02_CH_ZUESTA | bo04 | 02_CH | ZUESTA | component | EvStoredEnergyWhSum | unit | Units.WATT_HOUR
2026-07-31 12:42:32 UTC | bo04_02_CH_ZUESTA | bo04 | 02_CH | ZUESTA | component | Car_2_22kW_Charging_Power_avg_Speed_30_kmh_1 | building_name | BUI1
2026-07-31 12:42:32 UTC | bo04_02_CH_ZUESTA | bo04 | 02_CH | ZUESTA | component | Car_2_22kW_Charging_Power_avg_Speed_30_kmh_1 | name | Car_2_22kW_Charging_Power_avg_Speed_30_kmh_1
2026-07-31 12:42:32 UTC | bo04_02_CH_ZUESTA | bo04 | 02_CH | ZUESTA | component | Car_2_22kW_Charging_Power_avg_Speed_30_kmh_1 | source_weight | 1
2026-07-31 12:42:32 UTC | bo04_02_CH_ZUESTA | bo04 | 02_CH | ZUESTA | component | Car_2_22kW_Charging_Power_avg_Speed_30_kmh_1 | fuel | LoadTypes.ELECTRICITY
2026-07-31 12:42:32 UTC | bo04_02_CH_ZUESTA | bo04 | 02_CH | ZUESTA | component | Car_2_22kW_Charging_Power_avg_Speed_30_kmh_1 | consumption_per_km | 0.15
2026-07-31 12:42:32 UTC | bo04_02_CH_ZUESTA | bo04 | 02_CH | ZUESTA | component | Car_2_22kW_Charging_Power_avg_Speed_30_kmh_1 | device_co2_footprint_in_kg | 8899.4
2026-07-31 12:42:32 UTC | bo04_02_CH_ZUESTA | bo04 | 02_CH | ZUESTA | component | Car_2_22kW_Charging_Power_avg_Speed_30_kmh_1 | investment_costs_in_euro | 44498
2026-07-31 12:42:32 UTC | bo04_02_CH_ZUESTA | bo04 | 02_CH | ZUESTA | component | Car_2_22kW_Charging_Power_avg_Speed_30_kmh_1 | lifetime_in_years | 18
2026-07-31 12:42:32 UTC | bo04_02_CH_ZUESTA | bo04 | 02_CH | ZUESTA | component | Car_2_22kW_Charging_Power_avg_Speed_30_kmh_1 | maintenance_costs_in_euro_per_year | 89
2026-07-31 12:42:32 UTC | bo04_02_CH_ZUESTA | bo04 | 02_CH | ZUESTA | component | CarBattery_1 | building_name | BUI1
2026-07-31 12:42:32 UTC | bo04_02_CH_ZUESTA | bo04 | 02_CH | ZUESTA | component | CarBattery_1 | name | CarBattery_1
2026-07-31 12:42:32 UTC | bo04_02_CH_ZUESTA | bo04 | 02_CH | ZUESTA | component | CarBattery_1 | source_weight | 4
2026-07-31 12:42:32 UTC | bo04_02_CH_ZUESTA | bo04 | 02_CH | ZUESTA | component | CarBattery_1 | system_id | SG1
2026-07-31 12:42:32 UTC | bo04_02_CH_ZUESTA | bo04 | 02_CH | ZUESTA | component | CarBattery_1 | p_inv_custom | 10000
2026-07-31 12:42:32 UTC | bo04_02_CH_ZUESTA | bo04 | 02_CH | ZUESTA | component | CarBattery_1 | e_bat_custom | 30
2026-07-31 12:42:32 UTC | bo04_02_CH_ZUESTA | bo04 | 02_CH | ZUESTA | component | CarBattery_1 | charge | 0
2026-07-31 12:42:32 UTC | bo04_02_CH_ZUESTA | bo04 | 02_CH | ZUESTA | component | CarBattery_1 | discharge | 0
2026-07-31 12:42:32 UTC | bo04_02_CH_ZUESTA | bo04 | 02_CH | ZUESTA | component | L1EVChargeControl_1 | building_name | BUI1
2026-07-31 12:42:32 UTC | bo04_02_CH_ZUESTA | bo04 | 02_CH | ZUESTA | component | L1EVChargeControl_1 | name | L1EVChargeControl_1
2026-07-31 12:42:32 UTC | bo04_02_CH_ZUESTA | bo04 | 02_CH | ZUESTA | component | L1EVChargeControl_1 | source_weight | 4
2026-07-31 12:42:32 UTC | bo04_02_CH_ZUESTA | bo04 | 02_CH | ZUESTA | component | L1EVChargeControl_1 | battery_set | 0.8
2026-07-31 12:42:32 UTC | bo04_02_CH_ZUESTA | bo04 | 02_CH | ZUESTA | component | L1EVChargeControl_1 | lower_threshold_charging_power | 37
2026-07-31 12:42:32 UTC | bo04_02_CH_ZUESTA | bo04 | 02_CH | ZUESTA | component | L1EVChargeControl_1 | device_co2_footprint_in_kg | 100
2026-07-31 12:42:32 UTC | bo04_02_CH_ZUESTA | bo04 | 02_CH | ZUESTA | component | L1EVChargeControl_1 | investment_costs_in_euro | 1000
2026-07-31 12:42:32 UTC | bo04_02_CH_ZUESTA | bo04 | 02_CH | ZUESTA | component | L1EVChargeControl_1 | lifetime_in_years | 10
2026-07-31 12:42:32 UTC | bo04_02_CH_ZUESTA | bo04 | 02_CH | ZUESTA | component | L1EVChargeControl_1 | maintenance_costs_in_euro_per_year | 5
2026-07-31 12:42:32 UTC | bo04_03_CH_ZUESTA | bo04 | 03_CH | ZUESTA | simulation | SimulationParameters | year | 2050
2026-07-31 12:42:32 UTC | bo04_03_CH_ZUESTA | bo04 | 03_CH | ZUESTA | simulation | SimulationParameters | seconds_per_timestep | 9 | s
2026-07-31 12:42:32 UTC | bo04_03_CH_ZUESTA | bo04 | 03_CH | ZUESTA | simulation | SimulationParameters | country | CH
2026-07-31 12:42:32 UTC | bo04_03_CH_ZUESTA | bo04 | 03_CH | ZUESTA | cli | cli_overrides | ARCH | 03_CH
2026-07-31 12:42:32 UTC | bo04_03_CH_ZUESTA | bo04 | 03_CH | ZUESTA | cli | cli_overrides | WEATHER | ZUESTA
2026-07-31 12:42:32 UTC | bo04_03_CH_ZUESTA | bo04 | 03_CH | ZUESTA | cli | cli_overrides | TIME_HORIZON | future
2026-07-31 12:42:32 UTC | bo04_03_CH_ZUESTA | bo04 | 03_CH | ZUESTA | cli | cli_overrides | SCENARIO | none
2026-07-31 12:42:32 UTC | bo04_03_CH_ZUESTA | bo04 | 03_CH | ZUESTA | cli | cli_overrides | OCC | SIA2024
2026-07-31 12:42:32 UTC | bo04_03_CH_ZUESTA | bo04 | 03_CH | ZUESTA | cli | cli_overrides | HEATGEN_SIZING | IDEAL_LOOKUP
2026-07-31 12:42:32 UTC | bo04_03_CH_ZUESTA | bo04 | 03_CH | ZUESTA | component | EvStoredEnergyWh_1 | building_name | BUI1
2026-07-31 12:42:32 UTC | bo04_03_CH_ZUESTA | bo04 | 03_CH | ZUESTA | component | EvStoredEnergyWh_1 | name | EvStoredEnergyWh_1
2026-07-31 12:42:32 UTC | bo04_03_CH_ZUESTA | bo04 | 03_CH | ZUESTA | component | EvStoredEnergyWh_1 | capacity_in_kwh | 3
2026-07-31 12:42:32 UTC | bo04_03_CH_ZUESTA | bo04 | 03_CH | ZUESTA | internal_loads | SIA2024Occupancy | conditioned_floor_area_in_m2 | 18
2026-07-31 12:42:32 UTC | bo04_03_CH_ZUESTA | bo04 | 03_CH | ZUESTA | internal_loads | SIA2024Occupancy | appliances_load_w_per_m2 | 1
2026-07-31 12:42:32 UTC | bo04_03_CH_ZUESTA | bo04 | 03_CH | ZUESTA | internal_loads | SIA2024Occupancy | lighting_load_w_per_m2 | 3
2026-07-31 12:42:32 UTC | bo04_03_CH_ZUESTA | bo04 | 03_CH | ZUESTA | internal_loads | SIA2024Occupancy | lighting_annual_full_load_hours | 846
2026-07-31 12:42:32 UTC | bo04_03_CH_ZUESTA | bo04 | 03_CH | ZUESTA | internal_loads | SIA2024Occupancy | appliances_yearly_utilization_per_month | 0.7995
2026-07-31 12:42:32 UTC | bo04_03_CH_ZUESTA | bo04 | 03_CH | ZUESTA | weather | Weather | source_path | C:\Users\het\HiSim\hisim\inputs\weather\custom_csv\Zurich\NABZUE_2060_RCP85_DRY.csv
2026-07-31 12:42:32 UTC | bo04_03_CH_ZUESTA | bo04 | 03_CH | ZUESTA | weather | Weather | location | Zurich
2026-07-31 12:42:32 UTC | bo04_03_CH_ZUESTA | bo04 | 03_CH | ZUESTA | weather | Weather | name | Weather
2026-07-31 12:42:32 UTC | bo04_03_CH_ZUESTA | bo04 | 03_CH | ZUESTA | pv | PVSystem | power_in_watt | 12585.4
2026-07-31 12:42:32 UTC | bo04_03_CH_ZUESTA | bo04 | 03_CH | ZUESTA | pv | PVSystem | tilt | 30
2026-07-31 12:42:32 UTC | bo04_03_CH_ZUESTA | bo04 | 03_CH | ZUESTA | pv | PVSystem | azimuth | 180
2026-07-31 12:42:32 UTC | bo04_03_CH_ZUESTA | bo04 | 03_CH | ZUESTA | pv | PVSystem | location | ZUESTA
2026-07-31 12:42:32 UTC | bo04_03_CH_ZUESTA | bo04 | 03_CH | ZUESTA | component | ElectricityMeter | building_name | BUI1
2026-07-31 12:42:32 UTC | bo04_03_CH_ZUESTA | bo04 | 03_CH | ZUESTA | component | ElectricityMeter | name | ElectricityMeter
2026-07-31 12:42:32 UTC | bo04_03_CH_ZUESTA | bo04 | 03_CH | ZUESTA | component | L2EMSElectricityController | building_name | BUI1
2026-07-31 12:42:32 UTC | bo04_03_CH_ZUESTA | bo04 | 03_CH | ZUESTA | component | L2EMSElectricityController | name | L2EMSElectricityController
2026-07-31 12:42:32 UTC | bo04_03_CH_ZUESTA | bo04 | 03_CH | ZUESTA | component | L2EMSElectricityController | strategy | optimize_own_consumption
2026-07-31 12:42:32 UTC | bo04_03_CH_ZUESTA | bo04 | 03_CH | ZUESTA | component | L2EMSElectricityController | limit_to_shave | 0
2026-07-31 12:42:32 UTC | bo04_03_CH_ZUESTA | bo04 | 03_CH | ZUESTA | component | L2EMSElectricityController | building_indoor_temperature_offset_value | 2
2026-07-31 12:42:32 UTC | bo04_03_CH_ZUESTA | bo04 | 03_CH | ZUESTA | component | L2EMSElectricityController | domestic_hot_water_storage_temperature_offset_value | 10
2026-07-31 12:42:32 UTC | bo04_03_CH_ZUESTA | bo04 | 03_CH | ZUESTA | component | L2EMSElectricityController | space_heating_water_storage_temperature_offset_value | 10
2026-07-31 12:42:32 UTC | bo04_03_CH_ZUESTA | bo04 | 03_CH | ZUESTA | building | Building | building_name | 1946_1960
2026-07-31 12:42:32 UTC | bo04_03_CH_ZUESTA | bo04 | 03_CH | ZUESTA | building | Building | building_code | AT.N.SFH.03.Gen.ReEx.001.002
2026-07-31 12:42:32 UTC | bo04_03_CH_ZUESTA | bo04 | 03_CH | ZUESTA | building | Building | building_heat_capacity_class | medium
2026-07-31 12:42:32 UTC | bo04_03_CH_ZUESTA | bo04 | 03_CH | ZUESTA | building | Building | absolute_conditioned_floor_area_in_m2 | 180
2026-07-31 12:42:32 UTC | bo04_03_CH_ZUESTA | bo04 | 03_CH | ZUESTA | building | Building | heating_reference_temperature_in_celsius | -8
2026-07-31 12:42:32 UTC | bo04_03_CH_ZUESTA | bo04 | 03_CH | ZUESTA | building | Building | floor_u_value_in_watt_per_m2_per_kelvin | 0.98
2026-07-31 12:42:32 UTC | bo04_03_CH_ZUESTA | bo04 | 03_CH | ZUESTA | building | Building | floor_area_in_m2 | 86.1
2026-07-31 12:42:32 UTC | bo04_03_CH_ZUESTA | bo04 | 03_CH | ZUESTA | building | Building | facade_u_value_in_watt_per_m2_per_kelvin | 0.81
2026-07-31 12:42:32 UTC | bo04_03_CH_ZUESTA | bo04 | 03_CH | ZUESTA | building | Building | facade_area_in_m2 | 167.6
2026-07-31 12:42:32 UTC | bo04_03_CH_ZUESTA | bo04 | 03_CH | ZUESTA | building | Building | roof_u_value_in_watt_per_m2_per_kelvin | 0.44
2026-07-31 12:42:32 UTC | bo04_03_CH_ZUESTA | bo04 | 03_CH | ZUESTA | building | Building | roof_area_in_m2 | 95.44
2026-07-31 12:42:32 UTC | bo04_03_CH_ZUESTA | bo04 | 03_CH | ZUESTA | building | Building | window_u_value_in_watt_per_m2_per_kelvin | 1.6
2026-07-31 12:42:32 UTC | bo04_03_CH_ZUESTA | bo04 | 03_CH | ZUESTA | building | Building | window_area_in_m2 | 28.8
2026-07-31 12:42:32 UTC | bo04_03_CH_ZUESTA | bo04 | 03_CH | ZUESTA | building | Building | door_u_value_in_watt_per_m2_per_kelvin
2026-07-31 12:42:32 UTC | bo04_03_CH_ZUESTA | bo04 | 03_CH | ZUESTA | building | Building | door_area_in_m2
2026-07-31 12:42:32 UTC | bo04_03_CH_ZUESTA | bo04 | 03_CH | ZUESTA | building | Building | set_heating_temperature_in_celsius | 20.5
2026-07-31 12:42:32 UTC | bo04_03_CH_ZUESTA | bo04 | 03_CH | ZUESTA | building | Building | set_cooling_temperature_in_celsius | 25
2026-07-31 12:42:32 UTC | bo04_03_CH_ZUESTA | bo04 | 03_CH | ZUESTA | building | Building | natural_ventilation_m3_per_h_per_person | 29
2026-07-31 12:42:32 UTC | bo04_03_CH_ZUESTA | bo04 | 03_CH | ZUESTA | building | Building | sia_natural_ventilation_m3_per_h_per_m2 | 0.6
2026-07-31 12:42:32 UTC | bo04_03_CH_ZUESTA | bo04 | 03_CH | ZUESTA | building | Building | swiss_infiltration_rate_per_h | 0.3
2026-07-31 12:42:32 UTC | bo04_03_CH_ZUESTA | bo04 | 03_CH | ZUESTA | building | Building | heating_demand_mode | iso13790
2026-07-31 12:42:32 UTC | bo04_03_CH_ZUESTA | bo04 | 03_CH | ZUESTA | building | Building | operative_heating_proportional_band_in_celsius | 1
2026-07-31 12:42:32 UTC | bo04_03_CH_ZUESTA | bo04 | 03_CH | ZUESTA | building | Building | operative_heating_proportional_gain | 1
2026-07-31 12:42:32 UTC | bo04_03_CH_ZUESTA | bo04 | 03_CH | ZUESTA | building | Building | control_comfort_lower_bound_shift_in_celsius
2026-07-31 12:42:32 UTC | bo04_03_CH_ZUESTA | bo04 | 03_CH | ZUESTA | building | Building | comfort_aware_seasonal_heating_gate | true
2026-07-31 12:42:32 UTC | bo04_03_CH_ZUESTA | bo04 | 03_CH | ZUESTA | component | StrictComfortDemandController | building_name | BUI1
2026-07-31 12:42:32 UTC | bo04_03_CH_ZUESTA | bo04 | 03_CH | ZUESTA | component | StrictComfortDemandController | name | StrictComfortDemandController
2026-07-31 12:42:32 UTC | bo04_03_CH_ZUESTA | bo04 | 03_CH | ZUESTA | component | StrictComfortDemandController | temperature_air_heating_in_celsius | 20.5
2026-07-31 12:42:32 UTC | bo04_03_CH_ZUESTA | bo04 | 03_CH | ZUESTA | component | StrictComfortDemandController | temperature_air_cooling_in_celsius | 24
2026-07-31 12:42:32 UTC | bo04_03_CH_ZUESTA | bo04 | 03_CH | ZUESTA | component | StrictComfortDemandController | offset | 0.5
2026-07-31 12:42:32 UTC | bo04_03_CH_ZUESTA | bo04 | 03_CH | ZUESTA | component | StrictComfortDemandController | mode | 2
2026-07-31 12:42:32 UTC | bo04_03_CH_ZUESTA | bo04 | 03_CH | ZUESTA | component | StrictComfortDemandController | use_adaptive_comfort_band | true
2026-07-31 12:42:32 UTC | bo04_03_CH_ZUESTA | bo04 | 03_CH | ZUESTA | component | StrictComfortDemandController | control_strategy | strict_comfort_band_v1
2026-07-31 12:42:32 UTC | bo04_03_CH_ZUESTA | bo04 | 03_CH | ZUESTA | component | StrictComfortDemandController | comfort_band_inner_offset_in_celsius | 0.5
2026-07-31 12:42:32 UTC | bo04_03_CH_ZUESTA | bo04 | 03_CH | ZUESTA | component | StrictComfortDemandController | comfort_band_inner_offset_lower_in_celsius | 1
2026-07-31 12:42:32 UTC | bo04_03_CH_ZUESTA | bo04 | 03_CH | ZUESTA | component | StrictComfortDemandController | comfort_band_inner_offset_upper_in_celsius | 0.5
2026-07-31 12:42:32 UTC | bo04_03_CH_ZUESTA | bo04 | 03_CH | ZUESTA | component | StrictComfortDemandController | heating_disabled_above_running_mean_outdoor_temperature_in_celsius | 18
2026-07-31 12:42:32 UTC | bo04_03_CH_ZUESTA | bo04 | 03_CH | ZUESTA | component | StrictComfortDemandController | cooling_enabled_above_running_mean_outdoor_temperature_in_celsius | 22
2026-07-31 12:42:32 UTC | bo04_03_CH_ZUESTA | bo04 | 03_CH | ZUESTA | component | ComfortBandHeatingDemand | building_name | BUI1
2026-07-31 12:42:32 UTC | bo04_03_CH_ZUESTA | bo04 | 03_CH | ZUESTA | component | ComfortBandHeatingDemand | name | ComfortBandHeatingDemand
2026-07-31 12:42:32 UTC | bo04_03_CH_ZUESTA | bo04 | 03_CH | ZUESTA | component | ComfortBandHeatingDemand | max_heating_power_in_watt | 10601.2
2026-07-31 12:42:32 UTC | bo04_03_CH_ZUESTA | bo04 | 03_CH | ZUESTA | component | ComfortBandHeatingDemand | proportional_gain_in_watt_per_kelvin | 21202.5
2026-07-31 12:42:32 UTC | bo04_03_CH_ZUESTA | bo04 | 03_CH | ZUESTA | component | StrictComfortSetpointModifier | building_name | BUI1
2026-07-31 12:42:32 UTC | bo04_03_CH_ZUESTA | bo04 | 03_CH | ZUESTA | component | StrictComfortSetpointModifier | name | StrictComfortSetpointModifier
2026-07-31 12:42:32 UTC | bo04_03_CH_ZUESTA | bo04 | 03_CH | ZUESTA | component | StrictComfortSetpointModifier | base_heating_setpoint_in_celsius | 20.5
2026-07-31 12:42:32 UTC | bo04_03_CH_ZUESTA | bo04 | 03_CH | ZUESTA | component | StrictComfortSetpointModifier | recovery_gain | 5
2026-07-31 12:42:32 UTC | bo04_03_CH_ZUESTA | bo04 | 03_CH | ZUESTA | component | StrictComfortSetpointModifier | max_recovery_boost_in_celsius | 5
2026-07-31 12:42:32 UTC | bo04_03_CH_ZUESTA | bo04 | 03_CH | ZUESTA | component | StrictComfortSetpointModifier | clamp_min_modifier_in_celsius
2026-07-31 12:42:32 UTC | bo04_03_CH_ZUESTA | bo04 | 03_CH | ZUESTA | component | StrictComfortSetpointModifier | clamp_max_modifier_in_celsius | 15
2026-07-31 12:42:32 UTC | bo04_03_CH_ZUESTA | bo04 | 03_CH | ZUESTA | component | HeatDistributionController | building_name | BUI1
2026-07-31 12:42:32 UTC | bo04_03_CH_ZUESTA | bo04 | 03_CH | ZUESTA | component | HeatDistributionController | name | HeatDistributionController
2026-07-31 12:42:32 UTC | bo04_03_CH_ZUESTA | bo04 | 03_CH | ZUESTA | component | HeatDistributionController | heating_system | HeatDistributionSystemType.FLOORHEATING
2026-07-31 12:42:32 UTC | bo04_03_CH_ZUESTA | bo04 | 03_CH | ZUESTA | component | HeatDistributionController | set_heating_threshold_outside_temperature_in_celsius | 16
2026-07-31 12:42:32 UTC | bo04_03_CH_ZUESTA | bo04 | 03_CH | ZUESTA | component | HeatDistributionController | heating_reference_temperature_in_celsius | -8
2026-07-31 12:42:32 UTC | bo04_03_CH_ZUESTA | bo04 | 03_CH | ZUESTA | component | HeatDistributionController | set_heating_temperature_for_building_in_celsius | 20.5
2026-07-31 12:42:32 UTC | bo04_03_CH_ZUESTA | bo04 | 03_CH | ZUESTA | component | HeatDistributionController | set_cooling_temperature_for_building_in_celsius | 25
2026-07-31 12:42:32 UTC | bo04_03_CH_ZUESTA | bo04 | 03_CH | ZUESTA | component | HeatDistributionController | heating_load_of_building_in_watt | 10601.2
2026-07-31 12:42:32 UTC | bo04_03_CH_ZUESTA | bo04 | 03_CH | ZUESTA | heat_distribution | HeatDistributionSystem | absolute_conditioned_floor_area_in_m2 | 18
2026-07-31 12:42:32 UTC | bo04_03_CH_ZUESTA | bo04 | 03_CH | ZUESTA | component | SplitACController | building_name | BUI1
2026-07-31 12:42:32 UTC | bo04_03_CH_ZUESTA | bo04 | 03_CH | ZUESTA | component | SplitACController | name | SplitACController
2026-07-31 12:42:32 UTC | bo04_03_CH_ZUESTA | bo04 | 03_CH | ZUESTA | component | SplitACController | heating_set_temperature_deg_c
2026-07-31 12:42:32 UTC | bo04_03_CH_ZUESTA | bo04 | 03_CH | ZUESTA | component | SplitACController | cooling_set_temperature_deg_c | 25
2026-07-31 12:42:32 UTC | bo04_03_CH_ZUESTA | bo04 | 03_CH | ZUESTA | component | SplitACController | minimum_runtime_s | 1800
2026-07-31 12:42:32 UTC | bo04_03_CH_ZUESTA | bo04 | 03_CH | ZUESTA | component | SplitACController | minimum_idle_time_s | 900
2026-07-31 12:42:32 UTC | bo04_03_CH_ZUESTA | bo04 | 03_CH | ZUESTA | component | SplitACController | offset | 5
2026-07-31 12:42:32 UTC | bo04_03_CH_ZUESTA | bo04 | 03_CH | ZUESTA | component | SplitACController | temperature_difference_full_power_deg_c | 3
2026-07-31 12:42:32 UTC | bo04_03_CH_ZUESTA | bo04 | 03_CH | ZUESTA | component | SplitACController | minimum_modulation
2026-07-31 12:42:32 UTC | bo04_03_CH_ZUESTA | bo04 | 03_CH | ZUESTA | component | ComfortBandCoolingDemand | building_name | BUI1
2026-07-31 12:42:32 UTC | bo04_03_CH_ZUESTA | bo04 | 03_CH | ZUESTA | component | ComfortBandCoolingDemand | name | ComfortBandCoolingDemand
2026-07-31 12:42:32 UTC | bo04_03_CH_ZUESTA | bo04 | 03_CH | ZUESTA | component | ComfortBandCoolingDemand | max_cooling_power_in_watt | 1484
2026-07-31 12:42:32 UTC | bo04_03_CH_ZUESTA | bo04 | 03_CH | ZUESTA | component | ComfortBandCoolingDemand | proportional_gain_in_watt_per_kelvin | 4
2026-07-31 12:42:32 UTC | bo04_03_CH_ZUESTA | bo04 | 03_CH | ZUESTA | component | ComfortBandCoolingDemand | relaxation_factor | 0.55
2026-07-31 12:42:32 UTC | bo04_03_CH_ZUESTA | bo04 | 03_CH | ZUESTA | component | ComfortBandCoolingDemand | theoretical_blend | comfort_only
2026-07-31 12:42:32 UTC | bo04_03_CH_ZUESTA | bo04 | 03_CH | ZUESTA | component | SplitAC | building_name | BUI1
2026-07-31 12:42:32 UTC | bo04_03_CH_ZUESTA | bo04 | 03_CH | ZUESTA | component | SplitAC | name | SplitAC
2026-07-31 12:42:32 UTC | bo04_03_CH_ZUESTA | bo04 | 03_CH | ZUESTA | component | SplitAC | manufacturer | Panasonic
2026-07-31 12:42:32 UTC | bo04_03_CH_ZUESTA | bo04 | 03_CH | ZUESTA | component | SplitAC | model_name | CS-RE18JKE/CU-RE18JKE
2026-07-31 12:42:32 UTC | bo04_03_CH_ZUESTA | bo04 | 03_CH | ZUESTA | component | SplitAC | scale_factor | 0.1652
2026-07-31 12:42:32 UTC | bo04_03_CH_ZUESTA | bo04 | 03_CH | ZUESTA | component | SplitAC | investment_costs_in_euro | 4899
2026-07-31 12:42:32 UTC | bo04_03_CH_ZUESTA | bo04 | 03_CH | ZUESTA | component | SplitAC | lifetime_in_years | 12
2026-07-31 12:42:32 UTC | bo04_03_CH_ZUESTA | bo04 | 03_CH | ZUESTA | component | SplitAC | co2_emissions_kg_co2_eq | 165.8
2026-07-31 12:42:32 UTC | bo04_03_CH_ZUESTA | bo04 | 03_CH | ZUESTA | component | SplitAC | maintenance_costs_in_euro_per_year | 245
2026-07-31 12:42:32 UTC | bo04_03_CH_ZUESTA | bo04 | 03_CH | ZUESTA | component | BuildingThermalPowerSum | building_name | BUI1
2026-07-31 12:42:32 UTC | bo04_03_CH_ZUESTA | bo04 | 03_CH | ZUESTA | component | BuildingThermalPowerSum | name | BuildingThermalPowerSum
2026-07-31 12:42:32 UTC | bo04_03_CH_ZUESTA | bo04 | 03_CH | ZUESTA | component | BuildingThermalPowerSum | loadtype | LoadTypes.ANY
2026-07-31 12:42:32 UTC | bo04_03_CH_ZUESTA | bo04 | 03_CH | ZUESTA | component | BuildingThermalPowerSum | unit | Units.WATT
2026-07-31 12:42:32 UTC | bo04_03_CH_ZUESTA | bo04 | 03_CH | ZUESTA | component | HeatGeneratorTotalThermalPower | building_name | BUI1
2026-07-31 12:42:32 UTC | bo04_03_CH_ZUESTA | bo04 | 03_CH | ZUESTA | component | HeatGeneratorTotalThermalPower | name | HeatGeneratorTotalThermalPower
2026-07-31 12:42:32 UTC | bo04_03_CH_ZUESTA | bo04 | 03_CH | ZUESTA | component | HeatGeneratorTotalThermalPower | loadtype | LoadTypes.ANY
2026-07-31 12:42:32 UTC | bo04_03_CH_ZUESTA | bo04 | 03_CH | ZUESTA | component | HeatGeneratorTotalThermalPower | unit | Units.WATT
2026-07-31 12:42:32 UTC | bo04_03_CH_ZUESTA | bo04 | 03_CH | ZUESTA | component | HeatGeneratorPlantDhwThermalPower | building_name | BUI1
2026-07-31 12:42:32 UTC | bo04_03_CH_ZUESTA | bo04 | 03_CH | ZUESTA | component | HeatGeneratorPlantDhwThermalPower | name | HeatGeneratorPlantDhwThermalPower
2026-07-31 12:42:32 UTC | bo04_03_CH_ZUESTA | bo04 | 03_CH | ZUESTA | component | HeatGeneratorPlantDhwThermalPower | loadtype | LoadTypes.ANY
2026-07-31 12:42:32 UTC | bo04_03_CH_ZUESTA | bo04 | 03_CH | ZUESTA | component | HeatGeneratorPlantDhwThermalPower | unit | Units.WATT
2026-07-31 12:42:32 UTC | bo04_03_CH_ZUESTA | bo04 | 03_CH | ZUESTA | component | SolarDhwThermalPower | building_name | BUI1
2026-07-31 12:42:32 UTC | bo04_03_CH_ZUESTA | bo04 | 03_CH | ZUESTA | component | SolarDhwThermalPower | name | SolarDhwThermalPower
2026-07-31 12:42:32 UTC | bo04_03_CH_ZUESTA | bo04 | 03_CH | ZUESTA | component | SolarDhwThermalPower | value_watt
2026-07-31 12:42:32 UTC | bo04_03_CH_ZUESTA | bo04 | 03_CH | ZUESTA | component | SolarDhwThermalPower | loadtype | LoadTypes.ANY
2026-07-31 12:42:32 UTC | bo04_03_CH_ZUESTA | bo04 | 03_CH | ZUESTA | component | SolarDhwThermalPower | unit | Units.WATT
2026-07-31 12:42:32 UTC | bo04_03_CH_ZUESTA | bo04 | 03_CH | ZUESTA | thermal_storage | SimpleHotWaterStorage | volume_heating_water_storage_in_liter | 530.1
2026-07-31 12:42:32 UTC | bo04_03_CH_ZUESTA | bo04 | 03_CH | ZUESTA | component | BufferRemainingCapacity60C | building_name | BUI1
2026-07-31 12:42:32 UTC | bo04_03_CH_ZUESTA | bo04 | 03_CH | ZUESTA | component | BufferRemainingCapacity60C | name | BufferRemainingCapacity60C
2026-07-31 12:42:32 UTC | bo04_03_CH_ZUESTA | bo04 | 03_CH | ZUESTA | component | BufferRemainingCapacity60C | volume_heating_water_storage_in_liter | 530.1
2026-07-31 12:42:32 UTC | bo04_03_CH_ZUESTA | bo04 | 03_CH | ZUESTA | component | BufferRemainingCapacity60C | max_temperature_in_celsius | 6
2026-07-31 12:42:32 UTC | bo04_03_CH_ZUESTA | bo04 | 03_CH | ZUESTA | component | BufferRemainingCapacity60C | water_density_kg_per_liter | 0.992
2026-07-31 12:42:32 UTC | bo04_03_CH_ZUESTA | bo04 | 03_CH | ZUESTA | component | BufferRemainingCapacity60C | water_specific_heat_capacity_j_per_kg_per_k | 4180
2026-07-31 12:42:32 UTC | bo04_03_CH_ZUESTA | bo04 | 03_CH | ZUESTA | component | OilBoilerController | building_name | BUI1
2026-07-31 12:42:32 UTC | bo04_03_CH_ZUESTA | bo04 | 03_CH | ZUESTA | component | OilBoilerController | name | OilBoilerController
2026-07-31 12:42:32 UTC | bo04_03_CH_ZUESTA | bo04 | 03_CH | ZUESTA | component | OilBoilerController | is_modulating | true
2026-07-31 12:42:32 UTC | bo04_03_CH_ZUESTA | bo04 | 03_CH | ZUESTA | component | OilBoilerController | set_heating_threshold_outside_temperature_in_celsius | 16
2026-07-31 12:42:32 UTC | bo04_03_CH_ZUESTA | bo04 | 03_CH | ZUESTA | component | OilBoilerController | minimal_thermal_power_in_watt | 0
2026-07-31 12:42:32 UTC | bo04_03_CH_ZUESTA | bo04 | 03_CH | ZUESTA | component | OilBoilerController | maximal_thermal_power_in_watt | 7020
2026-07-31 12:42:32 UTC | bo04_03_CH_ZUESTA | bo04 | 03_CH | ZUESTA | component | OilBoilerController | set_temperature_difference_for_full_power | 5
2026-07-31 12:42:32 UTC | bo04_03_CH_ZUESTA | bo04 | 03_CH | ZUESTA | component | OilBoilerController | minimum_runtime_in_seconds | 1800
2026-07-31 12:42:32 UTC | bo04_03_CH_ZUESTA | bo04 | 03_CH | ZUESTA | component | OilBoilerController | minimum_resting_time_in_seconds | 1800
2026-07-31 12:42:32 UTC | bo04_03_CH_ZUESTA | bo04 | 03_CH | ZUESTA | component | OilBoilerController | with_domestic_hot_water_preparation | true
2026-07-31 12:42:32 UTC | bo04_03_CH_ZUESTA | bo04 | 03_CH | ZUESTA | component | OilBoilerController | secondary_mode | false
2026-07-31 12:42:32 UTC | bo04_03_CH_ZUESTA | bo04 | 03_CH | ZUESTA | component | OilBoilerController | hysteresis_water_temperature_offset | 10
2026-07-31 12:42:32 UTC | bo04_03_CH_ZUESTA | bo04 | 03_CH | ZUESTA | component | OilBoilerController | seasonal_modulation_minimum_enabled | false
2026-07-31 12:42:32 UTC | bo04_03_CH_ZUESTA | bo04 | 03_CH | ZUESTA | component | OilBoilerController | winter_modulation_minimum_thermal_power_in_watt
2026-07-31 12:42:32 UTC | bo04_03_CH_ZUESTA | bo04 | 03_CH | ZUESTA | component | OilBoilerController | summer_modulation_minimum_thermal_power_in_watt
2026-07-31 12:42:32 UTC | bo04_03_CH_ZUESTA | bo04 | 03_CH | ZUESTA | component | OilBoilerController | summer_modulation_daily_avg_outdoor_temperature_threshold_celsius | 16
2026-07-31 12:42:32 UTC | bo04_03_CH_ZUESTA | bo04 | 03_CH | ZUESTA | heat_generator | OilBoiler | minimal_thermal_power_in_watt | 0
2026-07-31 12:42:32 UTC | bo04_03_CH_ZUESTA | bo04 | 03_CH | ZUESTA | heat_generator | OilBoiler | maximal_thermal_power_in_watt | 7020
2026-07-31 12:42:32 UTC | bo04_03_CH_ZUESTA | bo04 | 03_CH | ZUESTA | heat_generator | OilBoiler | eff_th_min | 0.6
2026-07-31 12:42:32 UTC | bo04_03_CH_ZUESTA | bo04 | 03_CH | ZUESTA | heat_generator | OilBoiler | eff_th_max | 0.9
2026-07-31 12:42:32 UTC | bo04_03_CH_ZUESTA | bo04 | 03_CH | ZUESTA | heat_generator | OilBoiler | boiler_type | BoilerType.CONVENTIONAL
2026-07-31 12:42:32 UTC | bo04_03_CH_ZUESTA | bo04 | 03_CH | ZUESTA | heat_generator | OilBoiler | energy_carrier | LoadTypes.OIL
2026-07-31 12:42:32 UTC | bo04_03_CH_ZUESTA | bo04 | 03_CH | ZUESTA | component | FuelMeter | building_name | BUI1
2026-07-31 12:42:32 UTC | bo04_03_CH_ZUESTA | bo04 | 03_CH | ZUESTA | component | FuelMeter | name | FuelMeter
2026-07-31 12:42:32 UTC | bo04_03_CH_ZUESTA | bo04 | 03_CH | ZUESTA | component | FuelMeter | fuel_loadtype | LoadTypes.OIL
2026-07-31 12:42:32 UTC | bo04_03_CH_ZUESTA | bo04 | 03_CH | ZUESTA | component | FuelMeter | heating_value_of_fuel_in_kwh_per_liter | 9.822
2026-07-31 12:42:32 UTC | bo04_03_CH_ZUESTA | bo04 | 03_CH | ZUESTA | component | FuelMeter | fuel_density_in_kg_per_m3 | 83
2026-07-31 12:42:32 UTC | bo04_03_CH_ZUESTA | bo04 | 03_CH | ZUESTA | component | FlexibilityPotential | building_name | BUI1
2026-07-31 12:42:32 UTC | bo04_03_CH_ZUESTA | bo04 | 03_CH | ZUESTA | component | FlexibilityPotential | name | FlexibilityPotential
2026-07-31 12:42:32 UTC | bo04_03_CH_ZUESTA | bo04 | 03_CH | ZUESTA | component | FlexibilityPotential | fallback_heating_cop | 1
2026-07-31 12:42:32 UTC | bo04_03_CH_ZUESTA | bo04 | 03_CH | ZUESTA | component | FlexibilityPotential | fallback_cooling_eer
2026-07-31 12:42:32 UTC | bo04_03_CH_ZUESTA | bo04 | 03_CH | ZUESTA | component | BatteryStoredEnergyWh | building_name | BUI1
2026-07-31 12:42:32 UTC | bo04_03_CH_ZUESTA | bo04 | 03_CH | ZUESTA | component | BatteryStoredEnergyWh | name | BatteryStoredEnergyWh
2026-07-31 12:42:32 UTC | bo04_03_CH_ZUESTA | bo04 | 03_CH | ZUESTA | component | BatteryStoredEnergyWh | capacity_in_kwh | 12.59
2026-07-31 12:42:32 UTC | bo04_03_CH_ZUESTA | bo04 | 03_CH | ZUESTA | component | EvStoredEnergyWhSum | building_name | BUI1
2026-07-31 12:42:32 UTC | bo04_03_CH_ZUESTA | bo04 | 03_CH | ZUESTA | component | EvStoredEnergyWhSum | name | EvStoredEnergyWhSum
2026-07-31 12:42:32 UTC | bo04_03_CH_ZUESTA | bo04 | 03_CH | ZUESTA | component | EvStoredEnergyWhSum | loadtype | LoadTypes.ELECTRICITY
2026-07-31 12:42:32 UTC | bo04_03_CH_ZUESTA | bo04 | 03_CH | ZUESTA | component | EvStoredEnergyWhSum | unit | Units.WATT_HOUR
2026-07-31 12:42:32 UTC | bo04_03_CH_ZUESTA | bo04 | 03_CH | ZUESTA | component | Car_2_22kW_Charging_Power_avg_Speed_30_kmh_1 | building_name | BUI1
2026-07-31 12:42:32 UTC | bo04_03_CH_ZUESTA | bo04 | 03_CH | ZUESTA | component | Car_2_22kW_Charging_Power_avg_Speed_30_kmh_1 | name | Car_2_22kW_Charging_Power_avg_Speed_30_kmh_1
2026-07-31 12:42:32 UTC | bo04_03_CH_ZUESTA | bo04 | 03_CH | ZUESTA | component | Car_2_22kW_Charging_Power_avg_Speed_30_kmh_1 | source_weight | 1
2026-07-31 12:42:32 UTC | bo04_03_CH_ZUESTA | bo04 | 03_CH | ZUESTA | component | Car_2_22kW_Charging_Power_avg_Speed_30_kmh_1 | fuel | LoadTypes.ELECTRICITY
2026-07-31 12:42:32 UTC | bo04_03_CH_ZUESTA | bo04 | 03_CH | ZUESTA | component | Car_2_22kW_Charging_Power_avg_Speed_30_kmh_1 | consumption_per_km | 0.15
2026-07-31 12:42:32 UTC | bo04_03_CH_ZUESTA | bo04 | 03_CH | ZUESTA | component | Car_2_22kW_Charging_Power_avg_Speed_30_kmh_1 | device_co2_footprint_in_kg | 8899.4
2026-07-31 12:42:32 UTC | bo04_03_CH_ZUESTA | bo04 | 03_CH | ZUESTA | component | Car_2_22kW_Charging_Power_avg_Speed_30_kmh_1 | investment_costs_in_euro | 44498
2026-07-31 12:42:32 UTC | bo04_03_CH_ZUESTA | bo04 | 03_CH | ZUESTA | component | Car_2_22kW_Charging_Power_avg_Speed_30_kmh_1 | lifetime_in_years | 18
2026-07-31 12:42:32 UTC | bo04_03_CH_ZUESTA | bo04 | 03_CH | ZUESTA | component | Car_2_22kW_Charging_Power_avg_Speed_30_kmh_1 | maintenance_costs_in_euro_per_year | 89
2026-07-31 12:42:32 UTC | bo04_03_CH_ZUESTA | bo04 | 03_CH | ZUESTA | component | CarBattery_1 | building_name | BUI1
2026-07-31 12:42:32 UTC | bo04_03_CH_ZUESTA | bo04 | 03_CH | ZUESTA | component | CarBattery_1 | name | CarBattery_1
2026-07-31 12:42:32 UTC | bo04_03_CH_ZUESTA | bo04 | 03_CH | ZUESTA | component | CarBattery_1 | source_weight | 4
2026-07-31 12:42:32 UTC | bo04_03_CH_ZUESTA | bo04 | 03_CH | ZUESTA | component | CarBattery_1 | system_id | SG1
2026-07-31 12:42:32 UTC | bo04_03_CH_ZUESTA | bo04 | 03_CH | ZUESTA | component | CarBattery_1 | p_inv_custom | 10000
2026-07-31 12:42:32 UTC | bo04_03_CH_ZUESTA | bo04 | 03_CH | ZUESTA | component | CarBattery_1 | e_bat_custom | 30
2026-07-31 12:42:32 UTC | bo04_03_CH_ZUESTA | bo04 | 03_CH | ZUESTA | component | CarBattery_1 | charge | 0
2026-07-31 12:42:32 UTC | bo04_03_CH_ZUESTA | bo04 | 03_CH | ZUESTA | component | CarBattery_1 | discharge | 0
2026-07-31 12:42:32 UTC | bo04_03_CH_ZUESTA | bo04 | 03_CH | ZUESTA | component | L1EVChargeControl_1 | building_name | BUI1
2026-07-31 12:42:32 UTC | bo04_03_CH_ZUESTA | bo04 | 03_CH | ZUESTA | component | L1EVChargeControl_1 | name | L1EVChargeControl_1
2026-07-31 12:42:32 UTC | bo04_03_CH_ZUESTA | bo04 | 03_CH | ZUESTA | component | L1EVChargeControl_1 | source_weight | 4
2026-07-31 12:42:32 UTC | bo04_03_CH_ZUESTA | bo04 | 03_CH | ZUESTA | component | L1EVChargeControl_1 | battery_set | 0.8
2026-07-31 12:42:32 UTC | bo04_03_CH_ZUESTA | bo04 | 03_CH | ZUESTA | component | L1EVChargeControl_1 | lower_threshold_charging_power | 37
2026-07-31 12:42:32 UTC | bo04_03_CH_ZUESTA | bo04 | 03_CH | ZUESTA | component | L1EVChargeControl_1 | device_co2_footprint_in_kg | 100
2026-07-31 12:42:32 UTC | bo04_03_CH_ZUESTA | bo04 | 03_CH | ZUESTA | component | L1EVChargeControl_1 | investment_costs_in_euro | 1000
2026-07-31 12:42:32 UTC | bo04_03_CH_ZUESTA | bo04 | 03_CH | ZUESTA | component | L1EVChargeControl_1 | lifetime_in_years | 10
2026-07-31 12:42:32 UTC | bo04_03_CH_ZUESTA | bo04 | 03_CH | ZUESTA | component | L1EVChargeControl_1 | maintenance_costs_in_euro_per_year | 5
2026-07-31 12:42:32 UTC | bo04_04_CH_ZUESTA | bo04 | 04_CH | ZUESTA | simulation | SimulationParameters | year | 2050
2026-07-31 12:42:32 UTC | bo04_04_CH_ZUESTA | bo04 | 04_CH | ZUESTA | simulation | SimulationParameters | seconds_per_timestep | 9 | s
2026-07-31 12:42:32 UTC | bo04_04_CH_ZUESTA | bo04 | 04_CH | ZUESTA | simulation | SimulationParameters | country | CH
2026-07-31 12:42:32 UTC | bo04_04_CH_ZUESTA | bo04 | 04_CH | ZUESTA | cli | cli_overrides | ARCH | 04_CH
2026-07-31 12:42:32 UTC | bo04_04_CH_ZUESTA | bo04 | 04_CH | ZUESTA | cli | cli_overrides | WEATHER | ZUESTA
2026-07-31 12:42:32 UTC | bo04_04_CH_ZUESTA | bo04 | 04_CH | ZUESTA | cli | cli_overrides | TIME_HORIZON | future
2026-07-31 12:42:32 UTC | bo04_04_CH_ZUESTA | bo04 | 04_CH | ZUESTA | cli | cli_overrides | SCENARIO | none
2026-07-31 12:42:32 UTC | bo04_04_CH_ZUESTA | bo04 | 04_CH | ZUESTA | cli | cli_overrides | OCC | SIA2024
2026-07-31 12:42:32 UTC | bo04_04_CH_ZUESTA | bo04 | 04_CH | ZUESTA | cli | cli_overrides | HEATGEN_SIZING | IDEAL_LOOKUP
2026-07-31 12:42:32 UTC | bo04_04_CH_ZUESTA | bo04 | 04_CH | ZUESTA | component | EvStoredEnergyWh_1 | building_name | BUI1
2026-07-31 12:42:32 UTC | bo04_04_CH_ZUESTA | bo04 | 04_CH | ZUESTA | component | EvStoredEnergyWh_1 | name | EvStoredEnergyWh_1
2026-07-31 12:42:32 UTC | bo04_04_CH_ZUESTA | bo04 | 04_CH | ZUESTA | component | EvStoredEnergyWh_1 | capacity_in_kwh | 3
2026-07-31 12:42:32 UTC | bo04_04_CH_ZUESTA | bo04 | 04_CH | ZUESTA | internal_loads | SIA2024Occupancy | conditioned_floor_area_in_m2 | 19
2026-07-31 12:42:32 UTC | bo04_04_CH_ZUESTA | bo04 | 04_CH | ZUESTA | internal_loads | SIA2024Occupancy | appliances_load_w_per_m2 | 1
2026-07-31 12:42:32 UTC | bo04_04_CH_ZUESTA | bo04 | 04_CH | ZUESTA | internal_loads | SIA2024Occupancy | lighting_load_w_per_m2 | 3
2026-07-31 12:42:32 UTC | bo04_04_CH_ZUESTA | bo04 | 04_CH | ZUESTA | internal_loads | SIA2024Occupancy | lighting_annual_full_load_hours | 846
2026-07-31 12:42:32 UTC | bo04_04_CH_ZUESTA | bo04 | 04_CH | ZUESTA | internal_loads | SIA2024Occupancy | appliances_yearly_utilization_per_month | 0.7995
2026-07-31 12:42:32 UTC | bo04_04_CH_ZUESTA | bo04 | 04_CH | ZUESTA | weather | Weather | source_path | C:\Users\het\HiSim\hisim\inputs\weather\custom_csv\Zurich\NABZUE_2060_RCP85_DRY.csv
2026-07-31 12:42:32 UTC | bo04_04_CH_ZUESTA | bo04 | 04_CH | ZUESTA | weather | Weather | location | Zurich
2026-07-31 12:42:32 UTC | bo04_04_CH_ZUESTA | bo04 | 04_CH | ZUESTA | weather | Weather | name | Weather
2026-07-31 12:42:32 UTC | bo04_04_CH_ZUESTA | bo04 | 04_CH | ZUESTA | pv | PVSystem | power_in_watt | 14347.1
2026-07-31 12:42:32 UTC | bo04_04_CH_ZUESTA | bo04 | 04_CH | ZUESTA | pv | PVSystem | tilt | 30
2026-07-31 12:42:32 UTC | bo04_04_CH_ZUESTA | bo04 | 04_CH | ZUESTA | pv | PVSystem | azimuth | 180
2026-07-31 12:42:32 UTC | bo04_04_CH_ZUESTA | bo04 | 04_CH | ZUESTA | pv | PVSystem | location | ZUESTA
2026-07-31 12:42:32 UTC | bo04_04_CH_ZUESTA | bo04 | 04_CH | ZUESTA | component | ElectricityMeter | building_name | BUI1
2026-07-31 12:42:32 UTC | bo04_04_CH_ZUESTA | bo04 | 04_CH | ZUESTA | component | ElectricityMeter | name | ElectricityMeter
2026-07-31 12:42:32 UTC | bo04_04_CH_ZUESTA | bo04 | 04_CH | ZUESTA | component | L2EMSElectricityController | building_name | BUI1
2026-07-31 12:42:32 UTC | bo04_04_CH_ZUESTA | bo04 | 04_CH | ZUESTA | component | L2EMSElectricityController | name | L2EMSElectricityController
2026-07-31 12:42:32 UTC | bo04_04_CH_ZUESTA | bo04 | 04_CH | ZUESTA | component | L2EMSElectricityController | strategy | optimize_own_consumption
2026-07-31 12:42:32 UTC | bo04_04_CH_ZUESTA | bo04 | 04_CH | ZUESTA | component | L2EMSElectricityController | limit_to_shave | 0
2026-07-31 12:42:32 UTC | bo04_04_CH_ZUESTA | bo04 | 04_CH | ZUESTA | component | L2EMSElectricityController | building_indoor_temperature_offset_value | 2
2026-07-31 12:42:32 UTC | bo04_04_CH_ZUESTA | bo04 | 04_CH | ZUESTA | component | L2EMSElectricityController | domestic_hot_water_storage_temperature_offset_value | 10
2026-07-31 12:42:32 UTC | bo04_04_CH_ZUESTA | bo04 | 04_CH | ZUESTA | component | L2EMSElectricityController | space_heating_water_storage_temperature_offset_value | 10
2026-07-31 12:42:32 UTC | bo04_04_CH_ZUESTA | bo04 | 04_CH | ZUESTA | building | Building | building_name | 1961_1970
2026-07-31 12:42:32 UTC | bo04_04_CH_ZUESTA | bo04 | 04_CH | ZUESTA | building | Building | building_code | AT.N.SFH.04.Gen.ReEx.001.002
2026-07-31 12:42:32 UTC | bo04_04_CH_ZUESTA | bo04 | 04_CH | ZUESTA | building | Building | building_heat_capacity_class | heavy
2026-07-31 12:42:32 UTC | bo04_04_CH_ZUESTA | bo04 | 04_CH | ZUESTA | building | Building | absolute_conditioned_floor_area_in_m2 | 190
2026-07-31 12:42:32 UTC | bo04_04_CH_ZUESTA | bo04 | 04_CH | ZUESTA | building | Building | heating_reference_temperature_in_celsius | -8
2026-07-31 12:42:32 UTC | bo04_04_CH_ZUESTA | bo04 | 04_CH | ZUESTA | building | Building | floor_u_value_in_watt_per_m2_per_kelvin | 1
2026-07-31 12:42:32 UTC | bo04_04_CH_ZUESTA | bo04 | 04_CH | ZUESTA | building | Building | floor_area_in_m2 | 99.2
2026-07-31 12:42:32 UTC | bo04_04_CH_ZUESTA | bo04 | 04_CH | ZUESTA | building | Building | facade_u_value_in_watt_per_m2_per_kelvin | 0.7
2026-07-31 12:42:32 UTC | bo04_04_CH_ZUESTA | bo04 | 04_CH | ZUESTA | building | Building | facade_area_in_m2 | 163.4
2026-07-31 12:42:32 UTC | bo04_04_CH_ZUESTA | bo04 | 04_CH | ZUESTA | building | Building | roof_u_value_in_watt_per_m2_per_kelvin | 0.47
2026-07-31 12:42:32 UTC | bo04_04_CH_ZUESTA | bo04 | 04_CH | ZUESTA | building | Building | roof_area_in_m2 | 108.8
2026-07-31 12:42:32 UTC | bo04_04_CH_ZUESTA | bo04 | 04_CH | ZUESTA | building | Building | window_u_value_in_watt_per_m2_per_kelvin | 1.7
2026-07-31 12:42:32 UTC | bo04_04_CH_ZUESTA | bo04 | 04_CH | ZUESTA | building | Building | window_area_in_m2 | 30.4
2026-07-31 12:42:32 UTC | bo04_04_CH_ZUESTA | bo04 | 04_CH | ZUESTA | building | Building | door_u_value_in_watt_per_m2_per_kelvin
2026-07-31 12:42:32 UTC | bo04_04_CH_ZUESTA | bo04 | 04_CH | ZUESTA | building | Building | door_area_in_m2
2026-07-31 12:42:32 UTC | bo04_04_CH_ZUESTA | bo04 | 04_CH | ZUESTA | building | Building | set_heating_temperature_in_celsius | 20.5
2026-07-31 12:42:32 UTC | bo04_04_CH_ZUESTA | bo04 | 04_CH | ZUESTA | building | Building | set_cooling_temperature_in_celsius | 25
2026-07-31 12:42:32 UTC | bo04_04_CH_ZUESTA | bo04 | 04_CH | ZUESTA | building | Building | natural_ventilation_m3_per_h_per_person | 29
2026-07-31 12:42:32 UTC | bo04_04_CH_ZUESTA | bo04 | 04_CH | ZUESTA | building | Building | sia_natural_ventilation_m3_per_h_per_m2 | 0.6
2026-07-31 12:42:32 UTC | bo04_04_CH_ZUESTA | bo04 | 04_CH | ZUESTA | building | Building | swiss_infiltration_rate_per_h | 0.3
2026-07-31 12:42:32 UTC | bo04_04_CH_ZUESTA | bo04 | 04_CH | ZUESTA | building | Building | heating_demand_mode | iso13790
2026-07-31 12:42:32 UTC | bo04_04_CH_ZUESTA | bo04 | 04_CH | ZUESTA | building | Building | operative_heating_proportional_band_in_celsius | 1
2026-07-31 12:42:32 UTC | bo04_04_CH_ZUESTA | bo04 | 04_CH | ZUESTA | building | Building | operative_heating_proportional_gain | 1
2026-07-31 12:42:32 UTC | bo04_04_CH_ZUESTA | bo04 | 04_CH | ZUESTA | building | Building | control_comfort_lower_bound_shift_in_celsius
2026-07-31 12:42:32 UTC | bo04_04_CH_ZUESTA | bo04 | 04_CH | ZUESTA | building | Building | comfort_aware_seasonal_heating_gate | true
2026-07-31 12:42:32 UTC | bo04_04_CH_ZUESTA | bo04 | 04_CH | ZUESTA | component | StrictComfortDemandController | building_name | BUI1
2026-07-31 12:42:32 UTC | bo04_04_CH_ZUESTA | bo04 | 04_CH | ZUESTA | component | StrictComfortDemandController | name | StrictComfortDemandController
2026-07-31 12:42:32 UTC | bo04_04_CH_ZUESTA | bo04 | 04_CH | ZUESTA | component | StrictComfortDemandController | temperature_air_heating_in_celsius | 20.5
2026-07-31 12:42:32 UTC | bo04_04_CH_ZUESTA | bo04 | 04_CH | ZUESTA | component | StrictComfortDemandController | temperature_air_cooling_in_celsius | 24
2026-07-31 12:42:32 UTC | bo04_04_CH_ZUESTA | bo04 | 04_CH | ZUESTA | component | StrictComfortDemandController | offset | 0.5
2026-07-31 12:42:32 UTC | bo04_04_CH_ZUESTA | bo04 | 04_CH | ZUESTA | component | StrictComfortDemandController | mode | 2
2026-07-31 12:42:32 UTC | bo04_04_CH_ZUESTA | bo04 | 04_CH | ZUESTA | component | StrictComfortDemandController | use_adaptive_comfort_band | true
2026-07-31 12:42:32 UTC | bo04_04_CH_ZUESTA | bo04 | 04_CH | ZUESTA | component | StrictComfortDemandController | control_strategy | strict_comfort_band_v1
2026-07-31 12:42:32 UTC | bo04_04_CH_ZUESTA | bo04 | 04_CH | ZUESTA | component | StrictComfortDemandController | comfort_band_inner_offset_in_celsius | 0.5
2026-07-31 12:42:32 UTC | bo04_04_CH_ZUESTA | bo04 | 04_CH | ZUESTA | component | StrictComfortDemandController | comfort_band_inner_offset_lower_in_celsius | 1
2026-07-31 12:42:32 UTC | bo04_04_CH_ZUESTA | bo04 | 04_CH | ZUESTA | component | StrictComfortDemandController | comfort_band_inner_offset_upper_in_celsius | 0.5
2026-07-31 12:42:32 UTC | bo04_04_CH_ZUESTA | bo04 | 04_CH | ZUESTA | component | StrictComfortDemandController | heating_disabled_above_running_mean_outdoor_temperature_in_celsius | 18
2026-07-31 12:42:32 UTC | bo04_04_CH_ZUESTA | bo04 | 04_CH | ZUESTA | component | StrictComfortDemandController | cooling_enabled_above_running_mean_outdoor_temperature_in_celsius | 22
2026-07-31 12:42:32 UTC | bo04_04_CH_ZUESTA | bo04 | 04_CH | ZUESTA | component | ComfortBandHeatingDemand | building_name | BUI1
2026-07-31 12:42:32 UTC | bo04_04_CH_ZUESTA | bo04 | 04_CH | ZUESTA | component | ComfortBandHeatingDemand | name | ComfortBandHeatingDemand
2026-07-31 12:42:32 UTC | bo04_04_CH_ZUESTA | bo04 | 04_CH | ZUESTA | component | ComfortBandHeatingDemand | max_heating_power_in_watt | 10850.1
2026-07-31 12:42:32 UTC | bo04_04_CH_ZUESTA | bo04 | 04_CH | ZUESTA | component | ComfortBandHeatingDemand | proportional_gain_in_watt_per_kelvin | 21700.3
2026-07-31 12:42:32 UTC | bo04_04_CH_ZUESTA | bo04 | 04_CH | ZUESTA | component | StrictComfortSetpointModifier | building_name | BUI1
2026-07-31 12:42:32 UTC | bo04_04_CH_ZUESTA | bo04 | 04_CH | ZUESTA | component | StrictComfortSetpointModifier | name | StrictComfortSetpointModifier
2026-07-31 12:42:32 UTC | bo04_04_CH_ZUESTA | bo04 | 04_CH | ZUESTA | component | StrictComfortSetpointModifier | base_heating_setpoint_in_celsius | 20.5
2026-07-31 12:42:32 UTC | bo04_04_CH_ZUESTA | bo04 | 04_CH | ZUESTA | component | StrictComfortSetpointModifier | recovery_gain | 5
2026-07-31 12:42:32 UTC | bo04_04_CH_ZUESTA | bo04 | 04_CH | ZUESTA | component | StrictComfortSetpointModifier | max_recovery_boost_in_celsius | 5
2026-07-31 12:42:32 UTC | bo04_04_CH_ZUESTA | bo04 | 04_CH | ZUESTA | component | StrictComfortSetpointModifier | clamp_min_modifier_in_celsius
2026-07-31 12:42:32 UTC | bo04_04_CH_ZUESTA | bo04 | 04_CH | ZUESTA | component | StrictComfortSetpointModifier | clamp_max_modifier_in_celsius | 15
2026-07-31 12:42:32 UTC | bo04_04_CH_ZUESTA | bo04 | 04_CH | ZUESTA | component | HeatDistributionController | building_name | BUI1
2026-07-31 12:42:32 UTC | bo04_04_CH_ZUESTA | bo04 | 04_CH | ZUESTA | component | HeatDistributionController | name | HeatDistributionController
2026-07-31 12:42:32 UTC | bo04_04_CH_ZUESTA | bo04 | 04_CH | ZUESTA | component | HeatDistributionController | heating_system | HeatDistributionSystemType.FLOORHEATING
2026-07-31 12:42:32 UTC | bo04_04_CH_ZUESTA | bo04 | 04_CH | ZUESTA | component | HeatDistributionController | set_heating_threshold_outside_temperature_in_celsius | 16
2026-07-31 12:42:32 UTC | bo04_04_CH_ZUESTA | bo04 | 04_CH | ZUESTA | component | HeatDistributionController | heating_reference_temperature_in_celsius | -8
2026-07-31 12:42:32 UTC | bo04_04_CH_ZUESTA | bo04 | 04_CH | ZUESTA | component | HeatDistributionController | set_heating_temperature_for_building_in_celsius | 20.5
2026-07-31 12:42:32 UTC | bo04_04_CH_ZUESTA | bo04 | 04_CH | ZUESTA | component | HeatDistributionController | set_cooling_temperature_for_building_in_celsius | 25
2026-07-31 12:42:32 UTC | bo04_04_CH_ZUESTA | bo04 | 04_CH | ZUESTA | component | HeatDistributionController | heating_load_of_building_in_watt | 10850.1
2026-07-31 12:42:32 UTC | bo04_04_CH_ZUESTA | bo04 | 04_CH | ZUESTA | heat_distribution | HeatDistributionSystem | absolute_conditioned_floor_area_in_m2 | 19
2026-07-31 12:42:32 UTC | bo04_04_CH_ZUESTA | bo04 | 04_CH | ZUESTA | component | SplitACController | building_name | BUI1
2026-07-31 12:42:32 UTC | bo04_04_CH_ZUESTA | bo04 | 04_CH | ZUESTA | component | SplitACController | name | SplitACController
2026-07-31 12:42:32 UTC | bo04_04_CH_ZUESTA | bo04 | 04_CH | ZUESTA | component | SplitACController | heating_set_temperature_deg_c
2026-07-31 12:42:32 UTC | bo04_04_CH_ZUESTA | bo04 | 04_CH | ZUESTA | component | SplitACController | cooling_set_temperature_deg_c | 25
2026-07-31 12:42:32 UTC | bo04_04_CH_ZUESTA | bo04 | 04_CH | ZUESTA | component | SplitACController | minimum_runtime_s | 1800
2026-07-31 12:42:32 UTC | bo04_04_CH_ZUESTA | bo04 | 04_CH | ZUESTA | component | SplitACController | minimum_idle_time_s | 900
2026-07-31 12:42:32 UTC | bo04_04_CH_ZUESTA | bo04 | 04_CH | ZUESTA | component | SplitACController | offset | 5
2026-07-31 12:42:32 UTC | bo04_04_CH_ZUESTA | bo04 | 04_CH | ZUESTA | component | SplitACController | temperature_difference_full_power_deg_c | 3
2026-07-31 12:42:32 UTC | bo04_04_CH_ZUESTA | bo04 | 04_CH | ZUESTA | component | SplitACController | minimum_modulation
2026-07-31 12:42:32 UTC | bo04_04_CH_ZUESTA | bo04 | 04_CH | ZUESTA | component | ComfortBandCoolingDemand | building_name | BUI1
2026-07-31 12:42:32 UTC | bo04_04_CH_ZUESTA | bo04 | 04_CH | ZUESTA | component | ComfortBandCoolingDemand | name | ComfortBandCoolingDemand
2026-07-31 12:42:32 UTC | bo04_04_CH_ZUESTA | bo04 | 04_CH | ZUESTA | component | ComfortBandCoolingDemand | max_cooling_power_in_watt | 1520
2026-07-31 12:42:32 UTC | bo04_04_CH_ZUESTA | bo04 | 04_CH | ZUESTA | component | ComfortBandCoolingDemand | proportional_gain_in_watt_per_kelvin | 4
2026-07-31 12:42:32 UTC | bo04_04_CH_ZUESTA | bo04 | 04_CH | ZUESTA | component | ComfortBandCoolingDemand | relaxation_factor | 0.55
2026-07-31 12:42:32 UTC | bo04_04_CH_ZUESTA | bo04 | 04_CH | ZUESTA | component | ComfortBandCoolingDemand | theoretical_blend | comfort_only
2026-07-31 12:42:32 UTC | bo04_04_CH_ZUESTA | bo04 | 04_CH | ZUESTA | component | SplitAC | building_name | BUI1
2026-07-31 12:42:32 UTC | bo04_04_CH_ZUESTA | bo04 | 04_CH | ZUESTA | component | SplitAC | name | SplitAC
2026-07-31 12:42:32 UTC | bo04_04_CH_ZUESTA | bo04 | 04_CH | ZUESTA | component | SplitAC | manufacturer | Panasonic
2026-07-31 12:42:32 UTC | bo04_04_CH_ZUESTA | bo04 | 04_CH | ZUESTA | component | SplitAC | model_name | CS-RE18JKE/CU-RE18JKE
2026-07-31 12:42:32 UTC | bo04_04_CH_ZUESTA | bo04 | 04_CH | ZUESTA | component | SplitAC | scale_factor | 0.2358
2026-07-31 12:42:32 UTC | bo04_04_CH_ZUESTA | bo04 | 04_CH | ZUESTA | component | SplitAC | investment_costs_in_euro | 6800
2026-07-31 12:42:32 UTC | bo04_04_CH_ZUESTA | bo04 | 04_CH | ZUESTA | component | SplitAC | lifetime_in_years | 12
2026-07-31 12:42:32 UTC | bo04_04_CH_ZUESTA | bo04 | 04_CH | ZUESTA | component | SplitAC | co2_emissions_kg_co2_eq | 165.8
2026-07-31 12:42:32 UTC | bo04_04_CH_ZUESTA | bo04 | 04_CH | ZUESTA | component | SplitAC | maintenance_costs_in_euro_per_year | 34
2026-07-31 12:42:32 UTC | bo04_04_CH_ZUESTA | bo04 | 04_CH | ZUESTA | component | BuildingThermalPowerSum | building_name | BUI1
2026-07-31 12:42:32 UTC | bo04_04_CH_ZUESTA | bo04 | 04_CH | ZUESTA | component | BuildingThermalPowerSum | name | BuildingThermalPowerSum
2026-07-31 12:42:32 UTC | bo04_04_CH_ZUESTA | bo04 | 04_CH | ZUESTA | component | BuildingThermalPowerSum | loadtype | LoadTypes.ANY
2026-07-31 12:42:32 UTC | bo04_04_CH_ZUESTA | bo04 | 04_CH | ZUESTA | component | BuildingThermalPowerSum | unit | Units.WATT
2026-07-31 12:42:32 UTC | bo04_04_CH_ZUESTA | bo04 | 04_CH | ZUESTA | component | HeatGeneratorTotalThermalPower | building_name | BUI1
2026-07-31 12:42:32 UTC | bo04_04_CH_ZUESTA | bo04 | 04_CH | ZUESTA | component | HeatGeneratorTotalThermalPower | name | HeatGeneratorTotalThermalPower
2026-07-31 12:42:32 UTC | bo04_04_CH_ZUESTA | bo04 | 04_CH | ZUESTA | component | HeatGeneratorTotalThermalPower | loadtype | LoadTypes.ANY
2026-07-31 12:42:32 UTC | bo04_04_CH_ZUESTA | bo04 | 04_CH | ZUESTA | component | HeatGeneratorTotalThermalPower | unit | Units.WATT
2026-07-31 12:42:32 UTC | bo04_04_CH_ZUESTA | bo04 | 04_CH | ZUESTA | component | HeatGeneratorPlantDhwThermalPower | building_name | BUI1
2026-07-31 12:42:32 UTC | bo04_04_CH_ZUESTA | bo04 | 04_CH | ZUESTA | component | HeatGeneratorPlantDhwThermalPower | name | HeatGeneratorPlantDhwThermalPower
2026-07-31 12:42:32 UTC | bo04_04_CH_ZUESTA | bo04 | 04_CH | ZUESTA | component | HeatGeneratorPlantDhwThermalPower | loadtype | LoadTypes.ANY
2026-07-31 12:42:32 UTC | bo04_04_CH_ZUESTA | bo04 | 04_CH | ZUESTA | component | HeatGeneratorPlantDhwThermalPower | unit | Units.WATT
2026-07-31 12:42:32 UTC | bo04_04_CH_ZUESTA | bo04 | 04_CH | ZUESTA | component | SolarDhwThermalPower | building_name | BUI1
2026-07-31 12:42:32 UTC | bo04_04_CH_ZUESTA | bo04 | 04_CH | ZUESTA | component | SolarDhwThermalPower | name | SolarDhwThermalPower
2026-07-31 12:42:32 UTC | bo04_04_CH_ZUESTA | bo04 | 04_CH | ZUESTA | component | SolarDhwThermalPower | value_watt
2026-07-31 12:42:32 UTC | bo04_04_CH_ZUESTA | bo04 | 04_CH | ZUESTA | component | SolarDhwThermalPower | loadtype | LoadTypes.ANY
2026-07-31 12:42:32 UTC | bo04_04_CH_ZUESTA | bo04 | 04_CH | ZUESTA | component | SolarDhwThermalPower | unit | Units.WATT
2026-07-31 12:42:32 UTC | bo04_04_CH_ZUESTA | bo04 | 04_CH | ZUESTA | thermal_storage | SimpleHotWaterStorage | volume_heating_water_storage_in_liter | 542.5
2026-07-31 12:42:32 UTC | bo04_04_CH_ZUESTA | bo04 | 04_CH | ZUESTA | component | BufferRemainingCapacity60C | building_name | BUI1
2026-07-31 12:42:32 UTC | bo04_04_CH_ZUESTA | bo04 | 04_CH | ZUESTA | component | BufferRemainingCapacity60C | name | BufferRemainingCapacity60C
2026-07-31 12:42:32 UTC | bo04_04_CH_ZUESTA | bo04 | 04_CH | ZUESTA | component | BufferRemainingCapacity60C | volume_heating_water_storage_in_liter | 542.5
2026-07-31 12:42:32 UTC | bo04_04_CH_ZUESTA | bo04 | 04_CH | ZUESTA | component | BufferRemainingCapacity60C | max_temperature_in_celsius | 6
2026-07-31 12:42:32 UTC | bo04_04_CH_ZUESTA | bo04 | 04_CH | ZUESTA | component | BufferRemainingCapacity60C | water_density_kg_per_liter | 0.992
2026-07-31 12:42:32 UTC | bo04_04_CH_ZUESTA | bo04 | 04_CH | ZUESTA | component | BufferRemainingCapacity60C | water_specific_heat_capacity_j_per_kg_per_k | 4180
2026-07-31 12:42:32 UTC | bo04_04_CH_ZUESTA | bo04 | 04_CH | ZUESTA | component | OilBoilerController | building_name | BUI1
2026-07-31 12:42:32 UTC | bo04_04_CH_ZUESTA | bo04 | 04_CH | ZUESTA | component | OilBoilerController | name | OilBoilerController
2026-07-31 12:42:32 UTC | bo04_04_CH_ZUESTA | bo04 | 04_CH | ZUESTA | component | OilBoilerController | is_modulating | true
2026-07-31 12:42:32 UTC | bo04_04_CH_ZUESTA | bo04 | 04_CH | ZUESTA | component | OilBoilerController | set_heating_threshold_outside_temperature_in_celsius | 16
2026-07-31 12:42:32 UTC | bo04_04_CH_ZUESTA | bo04 | 04_CH | ZUESTA | component | OilBoilerController | minimal_thermal_power_in_watt | 0
2026-07-31 12:42:32 UTC | bo04_04_CH_ZUESTA | bo04 | 04_CH | ZUESTA | component | OilBoilerController | maximal_thermal_power_in_watt | 7330
2026-07-31 12:42:32 UTC | bo04_04_CH_ZUESTA | bo04 | 04_CH | ZUESTA | component | OilBoilerController | set_temperature_difference_for_full_power | 5
2026-07-31 12:42:32 UTC | bo04_04_CH_ZUESTA | bo04 | 04_CH | ZUESTA | component | OilBoilerController | minimum_runtime_in_seconds | 1800
2026-07-31 12:42:32 UTC | bo04_04_CH_ZUESTA | bo04 | 04_CH | ZUESTA | component | OilBoilerController | minimum_resting_time_in_seconds | 1800
2026-07-31 12:42:32 UTC | bo04_04_CH_ZUESTA | bo04 | 04_CH | ZUESTA | component | OilBoilerController | with_domestic_hot_water_preparation | true
2026-07-31 12:42:32 UTC | bo04_04_CH_ZUESTA | bo04 | 04_CH | ZUESTA | component | OilBoilerController | secondary_mode | false
2026-07-31 12:42:32 UTC | bo04_04_CH_ZUESTA | bo04 | 04_CH | ZUESTA | component | OilBoilerController | hysteresis_water_temperature_offset | 10
2026-07-31 12:42:32 UTC | bo04_04_CH_ZUESTA | bo04 | 04_CH | ZUESTA | component | OilBoilerController | seasonal_modulation_minimum_enabled | false
2026-07-31 12:42:32 UTC | bo04_04_CH_ZUESTA | bo04 | 04_CH | ZUESTA | component | OilBoilerController | winter_modulation_minimum_thermal_power_in_watt
2026-07-31 12:42:32 UTC | bo04_04_CH_ZUESTA | bo04 | 04_CH | ZUESTA | component | OilBoilerController | summer_modulation_minimum_thermal_power_in_watt
2026-07-31 12:42:32 UTC | bo04_04_CH_ZUESTA | bo04 | 04_CH | ZUESTA | component | OilBoilerController | summer_modulation_daily_avg_outdoor_temperature_threshold_celsius | 16
2026-07-31 12:42:32 UTC | bo04_04_CH_ZUESTA | bo04 | 04_CH | ZUESTA | heat_generator | OilBoiler | minimal_thermal_power_in_watt | 0
2026-07-31 12:42:32 UTC | bo04_04_CH_ZUESTA | bo04 | 04_CH | ZUESTA | heat_generator | OilBoiler | maximal_thermal_power_in_watt | 7330
2026-07-31 12:42:32 UTC | bo04_04_CH_ZUESTA | bo04 | 04_CH | ZUESTA | heat_generator | OilBoiler | eff_th_min | 0.6
2026-07-31 12:42:32 UTC | bo04_04_CH_ZUESTA | bo04 | 04_CH | ZUESTA | heat_generator | OilBoiler | eff_th_max | 0.9
2026-07-31 12:42:32 UTC | bo04_04_CH_ZUESTA | bo04 | 04_CH | ZUESTA | heat_generator | OilBoiler | boiler_type | BoilerType.CONVENTIONAL
2026-07-31 12:42:32 UTC | bo04_04_CH_ZUESTA | bo04 | 04_CH | ZUESTA | heat_generator | OilBoiler | energy_carrier | LoadTypes.OIL
2026-07-31 12:42:32 UTC | bo04_04_CH_ZUESTA | bo04 | 04_CH | ZUESTA | component | FuelMeter | building_name | BUI1
2026-07-31 12:42:32 UTC | bo04_04_CH_ZUESTA | bo04 | 04_CH | ZUESTA | component | FuelMeter | name | FuelMeter
2026-07-31 12:42:32 UTC | bo04_04_CH_ZUESTA | bo04 | 04_CH | ZUESTA | component | FuelMeter | fuel_loadtype | LoadTypes.OIL
2026-07-31 12:42:32 UTC | bo04_04_CH_ZUESTA | bo04 | 04_CH | ZUESTA | component | FuelMeter | heating_value_of_fuel_in_kwh_per_liter | 9.822
2026-07-31 12:42:32 UTC | bo04_04_CH_ZUESTA | bo04 | 04_CH | ZUESTA | component | FuelMeter | fuel_density_in_kg_per_m3 | 83
2026-07-31 12:42:32 UTC | bo04_04_CH_ZUESTA | bo04 | 04_CH | ZUESTA | component | FlexibilityPotential | building_name | BUI1
2026-07-31 12:42:32 UTC | bo04_04_CH_ZUESTA | bo04 | 04_CH | ZUESTA | component | FlexibilityPotential | name | FlexibilityPotential
2026-07-31 12:42:32 UTC | bo04_04_CH_ZUESTA | bo04 | 04_CH | ZUESTA | component | FlexibilityPotential | fallback_heating_cop | 1
2026-07-31 12:42:32 UTC | bo04_04_CH_ZUESTA | bo04 | 04_CH | ZUESTA | component | FlexibilityPotential | fallback_cooling_eer
2026-07-31 12:42:32 UTC | bo04_04_CH_ZUESTA | bo04 | 04_CH | ZUESTA | component | BatteryStoredEnergyWh | building_name | BUI1
2026-07-31 12:42:32 UTC | bo04_04_CH_ZUESTA | bo04 | 04_CH | ZUESTA | component | BatteryStoredEnergyWh | name | BatteryStoredEnergyWh
2026-07-31 12:42:32 UTC | bo04_04_CH_ZUESTA | bo04 | 04_CH | ZUESTA | component | BatteryStoredEnergyWh | capacity_in_kwh | 14.35
2026-07-31 12:42:32 UTC | bo04_04_CH_ZUESTA | bo04 | 04_CH | ZUESTA | component | EvStoredEnergyWhSum | building_name | BUI1
2026-07-31 12:42:32 UTC | bo04_04_CH_ZUESTA | bo04 | 04_CH | ZUESTA | component | EvStoredEnergyWhSum | name | EvStoredEnergyWhSum
2026-07-31 12:42:32 UTC | bo04_04_CH_ZUESTA | bo04 | 04_CH | ZUESTA | component | EvStoredEnergyWhSum | loadtype | LoadTypes.ELECTRICITY
2026-07-31 12:42:32 UTC | bo04_04_CH_ZUESTA | bo04 | 04_CH | ZUESTA | component | EvStoredEnergyWhSum | unit | Units.WATT_HOUR
2026-07-31 12:42:32 UTC | bo04_04_CH_ZUESTA | bo04 | 04_CH | ZUESTA | component | Car_2_22kW_Charging_Power_avg_Speed_30_kmh_1 | building_name | BUI1
2026-07-31 12:42:32 UTC | bo04_04_CH_ZUESTA | bo04 | 04_CH | ZUESTA | component | Car_2_22kW_Charging_Power_avg_Speed_30_kmh_1 | name | Car_2_22kW_Charging_Power_avg_Speed_30_kmh_1
2026-07-31 12:42:32 UTC | bo04_04_CH_ZUESTA | bo04 | 04_CH | ZUESTA | component | Car_2_22kW_Charging_Power_avg_Speed_30_kmh_1 | source_weight | 1
2026-07-31 12:42:32 UTC | bo04_04_CH_ZUESTA | bo04 | 04_CH | ZUESTA | component | Car_2_22kW_Charging_Power_avg_Speed_30_kmh_1 | fuel | LoadTypes.ELECTRICITY
2026-07-31 12:42:32 UTC | bo04_04_CH_ZUESTA | bo04 | 04_CH | ZUESTA | component | Car_2_22kW_Charging_Power_avg_Speed_30_kmh_1 | consumption_per_km | 0.15
2026-07-31 12:42:32 UTC | bo04_04_CH_ZUESTA | bo04 | 04_CH | ZUESTA | component | Car_2_22kW_Charging_Power_avg_Speed_30_kmh_1 | device_co2_footprint_in_kg | 8899.4
2026-07-31 12:42:32 UTC | bo04_04_CH_ZUESTA | bo04 | 04_CH | ZUESTA | component | Car_2_22kW_Charging_Power_avg_Speed_30_kmh_1 | investment_costs_in_euro | 44498
2026-07-31 12:42:32 UTC | bo04_04_CH_ZUESTA | bo04 | 04_CH | ZUESTA | component | Car_2_22kW_Charging_Power_avg_Speed_30_kmh_1 | lifetime_in_years | 18
2026-07-31 12:42:32 UTC | bo04_04_CH_ZUESTA | bo04 | 04_CH | ZUESTA | component | Car_2_22kW_Charging_Power_avg_Speed_30_kmh_1 | maintenance_costs_in_euro_per_year | 89
2026-07-31 12:42:32 UTC | bo04_04_CH_ZUESTA | bo04 | 04_CH | ZUESTA | component | CarBattery_1 | building_name | BUI1
2026-07-31 12:42:32 UTC | bo04_04_CH_ZUESTA | bo04 | 04_CH | ZUESTA | component | CarBattery_1 | name | CarBattery_1
2026-07-31 12:42:32 UTC | bo04_04_CH_ZUESTA | bo04 | 04_CH | ZUESTA | component | CarBattery_1 | source_weight | 4
2026-07-31 12:42:32 UTC | bo04_04_CH_ZUESTA | bo04 | 04_CH | ZUESTA | component | CarBattery_1 | system_id | SG1
2026-07-31 12:42:32 UTC | bo04_04_CH_ZUESTA | bo04 | 04_CH | ZUESTA | component | CarBattery_1 | p_inv_custom | 10000
2026-07-31 12:42:32 UTC | bo04_04_CH_ZUESTA | bo04 | 04_CH | ZUESTA | component | CarBattery_1 | e_bat_custom | 30
2026-07-31 12:42:32 UTC | bo04_04_CH_ZUESTA | bo04 | 04_CH | ZUESTA | component | CarBattery_1 | charge | 0
2026-07-31 12:42:32 UTC | bo04_04_CH_ZUESTA | bo04 | 04_CH | ZUESTA | component | CarBattery_1 | discharge | 0
2026-07-31 12:42:32 UTC | bo04_04_CH_ZUESTA | bo04 | 04_CH | ZUESTA | component | L1EVChargeControl_1 | building_name | BUI1
2026-07-31 12:42:32 UTC | bo04_04_CH_ZUESTA | bo04 | 04_CH | ZUESTA | component | L1EVChargeControl_1 | name | L1EVChargeControl_1
2026-07-31 12:42:32 UTC | bo04_04_CH_ZUESTA | bo04 | 04_CH | ZUESTA | component | L1EVChargeControl_1 | source_weight | 4
2026-07-31 12:42:32 UTC | bo04_04_CH_ZUESTA | bo04 | 04_CH | ZUESTA | component | L1EVChargeControl_1 | battery_set | 0.8
2026-07-31 12:42:32 UTC | bo04_04_CH_ZUESTA | bo04 | 04_CH | ZUESTA | component | L1EVChargeControl_1 | lower_threshold_charging_power | 37
2026-07-31 12:42:32 UTC | bo04_04_CH_ZUESTA | bo04 | 04_CH | ZUESTA | component | L1EVChargeControl_1 | device_co2_footprint_in_kg | 100
2026-07-31 12:42:32 UTC | bo04_04_CH_ZUESTA | bo04 | 04_CH | ZUESTA | component | L1EVChargeControl_1 | investment_costs_in_euro | 1000
2026-07-31 12:42:32 UTC | bo04_04_CH_ZUESTA | bo04 | 04_CH | ZUESTA | component | L1EVChargeControl_1 | lifetime_in_years | 10
2026-07-31 12:42:32 UTC | bo04_04_CH_ZUESTA | bo04 | 04_CH | ZUESTA | component | L1EVChargeControl_1 | maintenance_costs_in_euro_per_year | 5
2026-07-31 12:42:32 UTC | bo04_05_CH_ZUESTA | bo04 | 05_CH | ZUESTA | simulation | SimulationParameters | year | 2050
2026-07-31 12:42:32 UTC | bo04_05_CH_ZUESTA | bo04 | 05_CH | ZUESTA | simulation | SimulationParameters | seconds_per_timestep | 9 | s
2026-07-31 12:42:32 UTC | bo04_05_CH_ZUESTA | bo04 | 05_CH | ZUESTA | simulation | SimulationParameters | country | CH
2026-07-31 12:42:32 UTC | bo04_05_CH_ZUESTA | bo04 | 05_CH | ZUESTA | cli | cli_overrides | ARCH | 05_CH
2026-07-31 12:42:32 UTC | bo04_05_CH_ZUESTA | bo04 | 05_CH | ZUESTA | cli | cli_overrides | WEATHER | ZUESTA
2026-07-31 12:42:32 UTC | bo04_05_CH_ZUESTA | bo04 | 05_CH | ZUESTA | cli | cli_overrides | TIME_HORIZON | future
2026-07-31 12:42:32 UTC | bo04_05_CH_ZUESTA | bo04 | 05_CH | ZUESTA | cli | cli_overrides | SCENARIO | none
2026-07-31 12:42:32 UTC | bo04_05_CH_ZUESTA | bo04 | 05_CH | ZUESTA | cli | cli_overrides | OCC | SIA2024
2026-07-31 12:42:32 UTC | bo04_05_CH_ZUESTA | bo04 | 05_CH | ZUESTA | cli | cli_overrides | HEATGEN_SIZING | IDEAL_LOOKUP
2026-07-31 12:42:32 UTC | bo04_05_CH_ZUESTA | bo04 | 05_CH | ZUESTA | component | EvStoredEnergyWh_1 | building_name | BUI1
2026-07-31 12:42:32 UTC | bo04_05_CH_ZUESTA | bo04 | 05_CH | ZUESTA | component | EvStoredEnergyWh_1 | name | EvStoredEnergyWh_1
2026-07-31 12:42:32 UTC | bo04_05_CH_ZUESTA | bo04 | 05_CH | ZUESTA | component | EvStoredEnergyWh_1 | capacity_in_kwh | 3
2026-07-31 12:42:32 UTC | bo04_05_CH_ZUESTA | bo04 | 05_CH | ZUESTA | internal_loads | SIA2024Occupancy | conditioned_floor_area_in_m2 | 2
2026-07-31 12:42:32 UTC | bo04_05_CH_ZUESTA | bo04 | 05_CH | ZUESTA | internal_loads | SIA2024Occupancy | appliances_load_w_per_m2 | 1
2026-07-31 12:42:32 UTC | bo04_05_CH_ZUESTA | bo04 | 05_CH | ZUESTA | internal_loads | SIA2024Occupancy | lighting_load_w_per_m2 | 3
2026-07-31 12:42:32 UTC | bo04_05_CH_ZUESTA | bo04 | 05_CH | ZUESTA | internal_loads | SIA2024Occupancy | lighting_annual_full_load_hours | 846
2026-07-31 12:42:32 UTC | bo04_05_CH_ZUESTA | bo04 | 05_CH | ZUESTA | internal_loads | SIA2024Occupancy | appliances_yearly_utilization_per_month | 0.7995
2026-07-31 12:42:32 UTC | bo04_05_CH_ZUESTA | bo04 | 05_CH | ZUESTA | weather | Weather | source_path | C:\Users\het\HiSim\hisim\inputs\weather\custom_csv\Zurich\NABZUE_2060_RCP85_DRY.csv
2026-07-31 12:42:32 UTC | bo04_05_CH_ZUESTA | bo04 | 05_CH | ZUESTA | weather | Weather | location | Zurich
2026-07-31 12:42:32 UTC | bo04_05_CH_ZUESTA | bo04 | 05_CH | ZUESTA | weather | Weather | name | Weather
2026-07-31 12:42:32 UTC | bo04_05_CH_ZUESTA | bo04 | 05_CH | ZUESTA | pv | PVSystem | power_in_watt | 15123.8
2026-07-31 12:42:32 UTC | bo04_05_CH_ZUESTA | bo04 | 05_CH | ZUESTA | pv | PVSystem | tilt | 30
2026-07-31 12:42:32 UTC | bo04_05_CH_ZUESTA | bo04 | 05_CH | ZUESTA | pv | PVSystem | azimuth | 180
2026-07-31 12:42:32 UTC | bo04_05_CH_ZUESTA | bo04 | 05_CH | ZUESTA | pv | PVSystem | location | ZUESTA
2026-07-31 12:42:32 UTC | bo04_05_CH_ZUESTA | bo04 | 05_CH | ZUESTA | component | ElectricityMeter | building_name | BUI1
2026-07-31 12:42:32 UTC | bo04_05_CH_ZUESTA | bo04 | 05_CH | ZUESTA | component | ElectricityMeter | name | ElectricityMeter
2026-07-31 12:42:32 UTC | bo04_05_CH_ZUESTA | bo04 | 05_CH | ZUESTA | component | L2EMSElectricityController | building_name | BUI1
2026-07-31 12:42:32 UTC | bo04_05_CH_ZUESTA | bo04 | 05_CH | ZUESTA | component | L2EMSElectricityController | name | L2EMSElectricityController
2026-07-31 12:42:32 UTC | bo04_05_CH_ZUESTA | bo04 | 05_CH | ZUESTA | component | L2EMSElectricityController | strategy | optimize_own_consumption
2026-07-31 12:42:32 UTC | bo04_05_CH_ZUESTA | bo04 | 05_CH | ZUESTA | component | L2EMSElectricityController | limit_to_shave | 0
2026-07-31 12:42:32 UTC | bo04_05_CH_ZUESTA | bo04 | 05_CH | ZUESTA | component | L2EMSElectricityController | building_indoor_temperature_offset_value | 2
2026-07-31 12:42:32 UTC | bo04_05_CH_ZUESTA | bo04 | 05_CH | ZUESTA | component | L2EMSElectricityController | domestic_hot_water_storage_temperature_offset_value | 10
2026-07-31 12:42:32 UTC | bo04_05_CH_ZUESTA | bo04 | 05_CH | ZUESTA | component | L2EMSElectricityController | space_heating_water_storage_temperature_offset_value | 10
2026-07-31 12:42:32 UTC | bo04_05_CH_ZUESTA | bo04 | 05_CH | ZUESTA | building | Building | building_name | 1971_1980
2026-07-31 12:42:32 UTC | bo04_05_CH_ZUESTA | bo04 | 05_CH | ZUESTA | building | Building | building_code | AT.N.SFH.04.Gen.ReEx.001.002
2026-07-31 12:42:32 UTC | bo04_05_CH_ZUESTA | bo04 | 05_CH | ZUESTA | building | Building | building_heat_capacity_class | medium
2026-07-31 12:42:32 UTC | bo04_05_CH_ZUESTA | bo04 | 05_CH | ZUESTA | building | Building | absolute_conditioned_floor_area_in_m2 | 200
2026-07-31 12:42:32 UTC | bo04_05_CH_ZUESTA | bo04 | 05_CH | ZUESTA | building | Building | heating_reference_temperature_in_celsius | -8
2026-07-31 12:42:32 UTC | bo04_05_CH_ZUESTA | bo04 | 05_CH | ZUESTA | building | Building | floor_u_value_in_watt_per_m2_per_kelvin | 0.88
2026-07-31 12:42:32 UTC | bo04_05_CH_ZUESTA | bo04 | 05_CH | ZUESTA | building | Building | floor_area_in_m2 | 102.9
2026-07-31 12:42:32 UTC | bo04_05_CH_ZUESTA | bo04 | 05_CH | ZUESTA | building | Building | facade_u_value_in_watt_per_m2_per_kelvin | 0.56
2026-07-31 12:42:32 UTC | bo04_05_CH_ZUESTA | bo04 | 05_CH | ZUESTA | building | Building | facade_area_in_m2 | 162.6
2026-07-31 12:42:32 UTC | bo04_05_CH_ZUESTA | bo04 | 05_CH | ZUESTA | building | Building | roof_u_value_in_watt_per_m2_per_kelvin | 0.41
2026-07-31 12:42:32 UTC | bo04_05_CH_ZUESTA | bo04 | 05_CH | ZUESTA | building | Building | roof_area_in_m2 | 114.7
2026-07-31 12:42:32 UTC | bo04_05_CH_ZUESTA | bo04 | 05_CH | ZUESTA | building | Building | window_u_value_in_watt_per_m2_per_kelvin | 1.7
2026-07-31 12:42:32 UTC | bo04_05_CH_ZUESTA | bo04 | 05_CH | ZUESTA | building | Building | window_area_in_m2 | 32
2026-07-31 12:42:32 UTC | bo04_05_CH_ZUESTA | bo04 | 05_CH | ZUESTA | building | Building | door_u_value_in_watt_per_m2_per_kelvin
2026-07-31 12:42:32 UTC | bo04_05_CH_ZUESTA | bo04 | 05_CH | ZUESTA | building | Building | door_area_in_m2
2026-07-31 12:42:32 UTC | bo04_05_CH_ZUESTA | bo04 | 05_CH | ZUESTA | building | Building | set_heating_temperature_in_celsius | 20.5
2026-07-31 12:42:32 UTC | bo04_05_CH_ZUESTA | bo04 | 05_CH | ZUESTA | building | Building | set_cooling_temperature_in_celsius | 25
2026-07-31 12:42:32 UTC | bo04_05_CH_ZUESTA | bo04 | 05_CH | ZUESTA | building | Building | natural_ventilation_m3_per_h_per_person | 29
2026-07-31 12:42:32 UTC | bo04_05_CH_ZUESTA | bo04 | 05_CH | ZUESTA | building | Building | sia_natural_ventilation_m3_per_h_per_m2 | 0.6
2026-07-31 12:42:32 UTC | bo04_05_CH_ZUESTA | bo04 | 05_CH | ZUESTA | building | Building | swiss_infiltration_rate_per_h | 0.3
2026-07-31 12:42:32 UTC | bo04_05_CH_ZUESTA | bo04 | 05_CH | ZUESTA | building | Building | heating_demand_mode | iso13790
2026-07-31 12:42:32 UTC | bo04_05_CH_ZUESTA | bo04 | 05_CH | ZUESTA | building | Building | operative_heating_proportional_band_in_celsius | 1
2026-07-31 12:42:32 UTC | bo04_05_CH_ZUESTA | bo04 | 05_CH | ZUESTA | building | Building | operative_heating_proportional_gain | 1
2026-07-31 12:42:32 UTC | bo04_05_CH_ZUESTA | bo04 | 05_CH | ZUESTA | building | Building | control_comfort_lower_bound_shift_in_celsius
2026-07-31 12:42:32 UTC | bo04_05_CH_ZUESTA | bo04 | 05_CH | ZUESTA | building | Building | comfort_aware_seasonal_heating_gate | true
2026-07-31 12:42:32 UTC | bo04_05_CH_ZUESTA | bo04 | 05_CH | ZUESTA | component | StrictComfortDemandController | building_name | BUI1
2026-07-31 12:42:32 UTC | bo04_05_CH_ZUESTA | bo04 | 05_CH | ZUESTA | component | StrictComfortDemandController | name | StrictComfortDemandController
2026-07-31 12:42:32 UTC | bo04_05_CH_ZUESTA | bo04 | 05_CH | ZUESTA | component | StrictComfortDemandController | temperature_air_heating_in_celsius | 20.5
2026-07-31 12:42:32 UTC | bo04_05_CH_ZUESTA | bo04 | 05_CH | ZUESTA | component | StrictComfortDemandController | temperature_air_cooling_in_celsius | 24
2026-07-31 12:42:32 UTC | bo04_05_CH_ZUESTA | bo04 | 05_CH | ZUESTA | component | StrictComfortDemandController | offset | 0.5
2026-07-31 12:42:32 UTC | bo04_05_CH_ZUESTA | bo04 | 05_CH | ZUESTA | component | StrictComfortDemandController | mode | 2
2026-07-31 12:42:32 UTC | bo04_05_CH_ZUESTA | bo04 | 05_CH | ZUESTA | component | StrictComfortDemandController | use_adaptive_comfort_band | true
2026-07-31 12:42:32 UTC | bo04_05_CH_ZUESTA | bo04 | 05_CH | ZUESTA | component | StrictComfortDemandController | control_strategy | strict_comfort_band_v1
2026-07-31 12:42:32 UTC | bo04_05_CH_ZUESTA | bo04 | 05_CH | ZUESTA | component | StrictComfortDemandController | comfort_band_inner_offset_in_celsius | 0.5
2026-07-31 12:42:32 UTC | bo04_05_CH_ZUESTA | bo04 | 05_CH | ZUESTA | component | StrictComfortDemandController | comfort_band_inner_offset_lower_in_celsius | 1
2026-07-31 12:42:32 UTC | bo04_05_CH_ZUESTA | bo04 | 05_CH | ZUESTA | component | StrictComfortDemandController | comfort_band_inner_offset_upper_in_celsius | 0.5
2026-07-31 12:42:32 UTC | bo04_05_CH_ZUESTA | bo04 | 05_CH | ZUESTA | component | StrictComfortDemandController | heating_disabled_above_running_mean_outdoor_temperature_in_celsius | 18
2026-07-31 12:42:32 UTC | bo04_05_CH_ZUESTA | bo04 | 05_CH | ZUESTA | component | StrictComfortDemandController | cooling_enabled_above_running_mean_outdoor_temperature_in_celsius | 22
2026-07-31 12:42:32 UTC | bo04_05_CH_ZUESTA | bo04 | 05_CH | ZUESTA | component | ComfortBandHeatingDemand | building_name | BUI1
2026-07-31 12:42:32 UTC | bo04_05_CH_ZUESTA | bo04 | 05_CH | ZUESTA | component | ComfortBandHeatingDemand | name | ComfortBandHeatingDemand
2026-07-31 12:42:32 UTC | bo04_05_CH_ZUESTA | bo04 | 05_CH | ZUESTA | component | ComfortBandHeatingDemand | max_heating_power_in_watt | 10096.4
2026-07-31 12:42:32 UTC | bo04_05_CH_ZUESTA | bo04 | 05_CH | ZUESTA | component | ComfortBandHeatingDemand | proportional_gain_in_watt_per_kelvin | 20192.9
2026-07-31 12:42:32 UTC | bo04_05_CH_ZUESTA | bo04 | 05_CH | ZUESTA | component | StrictComfortSetpointModifier | building_name | BUI1
2026-07-31 12:42:32 UTC | bo04_05_CH_ZUESTA | bo04 | 05_CH | ZUESTA | component | StrictComfortSetpointModifier | name | StrictComfortSetpointModifier
2026-07-31 12:42:32 UTC | bo04_05_CH_ZUESTA | bo04 | 05_CH | ZUESTA | component | StrictComfortSetpointModifier | base_heating_setpoint_in_celsius | 20.5
2026-07-31 12:42:32 UTC | bo04_05_CH_ZUESTA | bo04 | 05_CH | ZUESTA | component | StrictComfortSetpointModifier | recovery_gain | 5
2026-07-31 12:42:32 UTC | bo04_05_CH_ZUESTA | bo04 | 05_CH | ZUESTA | component | StrictComfortSetpointModifier | max_recovery_boost_in_celsius | 5
2026-07-31 12:42:32 UTC | bo04_05_CH_ZUESTA | bo04 | 05_CH | ZUESTA | component | StrictComfortSetpointModifier | clamp_min_modifier_in_celsius
2026-07-31 12:42:32 UTC | bo04_05_CH_ZUESTA | bo04 | 05_CH | ZUESTA | component | StrictComfortSetpointModifier | clamp_max_modifier_in_celsius | 15
2026-07-31 12:42:32 UTC | bo04_05_CH_ZUESTA | bo04 | 05_CH | ZUESTA | component | HeatDistributionController | building_name | BUI1
2026-07-31 12:42:32 UTC | bo04_05_CH_ZUESTA | bo04 | 05_CH | ZUESTA | component | HeatDistributionController | name | HeatDistributionController
2026-07-31 12:42:32 UTC | bo04_05_CH_ZUESTA | bo04 | 05_CH | ZUESTA | component | HeatDistributionController | heating_system | HeatDistributionSystemType.FLOORHEATING
2026-07-31 12:42:32 UTC | bo04_05_CH_ZUESTA | bo04 | 05_CH | ZUESTA | component | HeatDistributionController | set_heating_threshold_outside_temperature_in_celsius | 16
2026-07-31 12:42:32 UTC | bo04_05_CH_ZUESTA | bo04 | 05_CH | ZUESTA | component | HeatDistributionController | heating_reference_temperature_in_celsius | -8
2026-07-31 12:42:32 UTC | bo04_05_CH_ZUESTA | bo04 | 05_CH | ZUESTA | component | HeatDistributionController | set_heating_temperature_for_building_in_celsius | 20.5
2026-07-31 12:42:32 UTC | bo04_05_CH_ZUESTA | bo04 | 05_CH | ZUESTA | component | HeatDistributionController | set_cooling_temperature_for_building_in_celsius | 25
2026-07-31 12:42:32 UTC | bo04_05_CH_ZUESTA | bo04 | 05_CH | ZUESTA | component | HeatDistributionController | heating_load_of_building_in_watt | 10096.4
2026-07-31 12:42:32 UTC | bo04_05_CH_ZUESTA | bo04 | 05_CH | ZUESTA | heat_distribution | HeatDistributionSystem | absolute_conditioned_floor_area_in_m2 | 2
2026-07-31 12:42:32 UTC | bo04_05_CH_ZUESTA | bo04 | 05_CH | ZUESTA | component | SplitACController | building_name | BUI1
2026-07-31 12:42:32 UTC | bo04_05_CH_ZUESTA | bo04 | 05_CH | ZUESTA | component | SplitACController | name | SplitACController
2026-07-31 12:42:32 UTC | bo04_05_CH_ZUESTA | bo04 | 05_CH | ZUESTA | component | SplitACController | heating_set_temperature_deg_c
2026-07-31 12:42:32 UTC | bo04_05_CH_ZUESTA | bo04 | 05_CH | ZUESTA | component | SplitACController | cooling_set_temperature_deg_c | 25
2026-07-31 12:42:32 UTC | bo04_05_CH_ZUESTA | bo04 | 05_CH | ZUESTA | component | SplitACController | minimum_runtime_s | 1800
2026-07-31 12:42:32 UTC | bo04_05_CH_ZUESTA | bo04 | 05_CH | ZUESTA | component | SplitACController | minimum_idle_time_s | 900
2026-07-31 12:42:32 UTC | bo04_05_CH_ZUESTA | bo04 | 05_CH | ZUESTA | component | SplitACController | offset | 5
2026-07-31 12:42:32 UTC | bo04_05_CH_ZUESTA | bo04 | 05_CH | ZUESTA | component | SplitACController | temperature_difference_full_power_deg_c | 3
2026-07-31 12:42:32 UTC | bo04_05_CH_ZUESTA | bo04 | 05_CH | ZUESTA | component | SplitACController | minimum_modulation
2026-07-31 12:42:32 UTC | bo04_05_CH_ZUESTA | bo04 | 05_CH | ZUESTA | component | ComfortBandCoolingDemand | building_name | BUI1
2026-07-31 12:42:32 UTC | bo04_05_CH_ZUESTA | bo04 | 05_CH | ZUESTA | component | ComfortBandCoolingDemand | name | ComfortBandCoolingDemand
2026-07-31 12:42:32 UTC | bo04_05_CH_ZUESTA | bo04 | 05_CH | ZUESTA | component | ComfortBandCoolingDemand | max_cooling_power_in_watt | 1484
2026-07-31 12:42:32 UTC | bo04_05_CH_ZUESTA | bo04 | 05_CH | ZUESTA | component | ComfortBandCoolingDemand | proportional_gain_in_watt_per_kelvin | 4
2026-07-31 12:42:32 UTC | bo04_05_CH_ZUESTA | bo04 | 05_CH | ZUESTA | component | ComfortBandCoolingDemand | relaxation_factor | 0.55
2026-07-31 12:42:32 UTC | bo04_05_CH_ZUESTA | bo04 | 05_CH | ZUESTA | component | ComfortBandCoolingDemand | theoretical_blend | comfort_only
2026-07-31 12:42:32 UTC | bo04_05_CH_ZUESTA | bo04 | 05_CH | ZUESTA | component | SplitAC | building_name | BUI1
2026-07-31 12:42:32 UTC | bo04_05_CH_ZUESTA | bo04 | 05_CH | ZUESTA | component | SplitAC | name | SplitAC
2026-07-31 12:42:32 UTC | bo04_05_CH_ZUESTA | bo04 | 05_CH | ZUESTA | component | SplitAC | manufacturer | Panasonic
2026-07-31 12:42:32 UTC | bo04_05_CH_ZUESTA | bo04 | 05_CH | ZUESTA | component | SplitAC | model_name | CS-RE18JKE/CU-RE18JKE
2026-07-31 12:42:32 UTC | bo04_05_CH_ZUESTA | bo04 | 05_CH | ZUESTA | component | SplitAC | scale_factor | 0.1652
2026-07-31 12:42:32 UTC | bo04_05_CH_ZUESTA | bo04 | 05_CH | ZUESTA | component | SplitAC | investment_costs_in_euro | 4899
2026-07-31 12:42:32 UTC | bo04_05_CH_ZUESTA | bo04 | 05_CH | ZUESTA | component | SplitAC | lifetime_in_years | 12
2026-07-31 12:42:32 UTC | bo04_05_CH_ZUESTA | bo04 | 05_CH | ZUESTA | component | SplitAC | co2_emissions_kg_co2_eq | 165.8
2026-07-31 12:42:32 UTC | bo04_05_CH_ZUESTA | bo04 | 05_CH | ZUESTA | component | SplitAC | maintenance_costs_in_euro_per_year | 245
2026-07-31 12:42:32 UTC | bo04_05_CH_ZUESTA | bo04 | 05_CH | ZUESTA | component | BuildingThermalPowerSum | building_name | BUI1
2026-07-31 12:42:32 UTC | bo04_05_CH_ZUESTA | bo04 | 05_CH | ZUESTA | component | BuildingThermalPowerSum | name | BuildingThermalPowerSum
2026-07-31 12:42:32 UTC | bo04_05_CH_ZUESTA | bo04 | 05_CH | ZUESTA | component | BuildingThermalPowerSum | loadtype | LoadTypes.ANY
2026-07-31 12:42:32 UTC | bo04_05_CH_ZUESTA | bo04 | 05_CH | ZUESTA | component | BuildingThermalPowerSum | unit | Units.WATT
2026-07-31 12:42:32 UTC | bo04_05_CH_ZUESTA | bo04 | 05_CH | ZUESTA | component | HeatGeneratorTotalThermalPower | building_name | BUI1
2026-07-31 12:42:32 UTC | bo04_05_CH_ZUESTA | bo04 | 05_CH | ZUESTA | component | HeatGeneratorTotalThermalPower | name | HeatGeneratorTotalThermalPower
2026-07-31 12:42:32 UTC | bo04_05_CH_ZUESTA | bo04 | 05_CH | ZUESTA | component | HeatGeneratorTotalThermalPower | loadtype | LoadTypes.ANY
2026-07-31 12:42:32 UTC | bo04_05_CH_ZUESTA | bo04 | 05_CH | ZUESTA | component | HeatGeneratorTotalThermalPower | unit | Units.WATT
2026-07-31 12:42:32 UTC | bo04_05_CH_ZUESTA | bo04 | 05_CH | ZUESTA | component | HeatGeneratorPlantDhwThermalPower | building_name | BUI1
2026-07-31 12:42:32 UTC | bo04_05_CH_ZUESTA | bo04 | 05_CH | ZUESTA | component | HeatGeneratorPlantDhwThermalPower | name | HeatGeneratorPlantDhwThermalPower
2026-07-31 12:42:32 UTC | bo04_05_CH_ZUESTA | bo04 | 05_CH | ZUESTA | component | HeatGeneratorPlantDhwThermalPower | loadtype | LoadTypes.ANY
2026-07-31 12:42:32 UTC | bo04_05_CH_ZUESTA | bo04 | 05_CH | ZUESTA | component | HeatGeneratorPlantDhwThermalPower | unit | Units.WATT
2026-07-31 12:42:32 UTC | bo04_05_CH_ZUESTA | bo04 | 05_CH | ZUESTA | component | SolarDhwThermalPower | building_name | BUI1
2026-07-31 12:42:32 UTC | bo04_05_CH_ZUESTA | bo04 | 05_CH | ZUESTA | component | SolarDhwThermalPower | name | SolarDhwThermalPower
2026-07-31 12:42:32 UTC | bo04_05_CH_ZUESTA | bo04 | 05_CH | ZUESTA | component | SolarDhwThermalPower | value_watt
2026-07-31 12:42:32 UTC | bo04_05_CH_ZUESTA | bo04 | 05_CH | ZUESTA | component | SolarDhwThermalPower | loadtype | LoadTypes.ANY
2026-07-31 12:42:32 UTC | bo04_05_CH_ZUESTA | bo04 | 05_CH | ZUESTA | component | SolarDhwThermalPower | unit | Units.WATT
2026-07-31 12:42:32 UTC | bo04_05_CH_ZUESTA | bo04 | 05_CH | ZUESTA | thermal_storage | SimpleHotWaterStorage | volume_heating_water_storage_in_liter | 504.8
2026-07-31 12:42:32 UTC | bo04_05_CH_ZUESTA | bo04 | 05_CH | ZUESTA | component | BufferRemainingCapacity60C | building_name | BUI1
2026-07-31 12:42:32 UTC | bo04_05_CH_ZUESTA | bo04 | 05_CH | ZUESTA | component | BufferRemainingCapacity60C | name | BufferRemainingCapacity60C
2026-07-31 12:42:32 UTC | bo04_05_CH_ZUESTA | bo04 | 05_CH | ZUESTA | component | BufferRemainingCapacity60C | volume_heating_water_storage_in_liter | 504.8
2026-07-31 12:42:32 UTC | bo04_05_CH_ZUESTA | bo04 | 05_CH | ZUESTA | component | BufferRemainingCapacity60C | max_temperature_in_celsius | 6
2026-07-31 12:42:32 UTC | bo04_05_CH_ZUESTA | bo04 | 05_CH | ZUESTA | component | BufferRemainingCapacity60C | water_density_kg_per_liter | 0.992
2026-07-31 12:42:32 UTC | bo04_05_CH_ZUESTA | bo04 | 05_CH | ZUESTA | component | BufferRemainingCapacity60C | water_specific_heat_capacity_j_per_kg_per_k | 4180
2026-07-31 12:42:32 UTC | bo04_05_CH_ZUESTA | bo04 | 05_CH | ZUESTA | component | OilBoilerController | building_name | BUI1
2026-07-31 12:42:32 UTC | bo04_05_CH_ZUESTA | bo04 | 05_CH | ZUESTA | component | OilBoilerController | name | OilBoilerController
2026-07-31 12:42:32 UTC | bo04_05_CH_ZUESTA | bo04 | 05_CH | ZUESTA | component | OilBoilerController | is_modulating | true
2026-07-31 12:42:32 UTC | bo04_05_CH_ZUESTA | bo04 | 05_CH | ZUESTA | component | OilBoilerController | set_heating_threshold_outside_temperature_in_celsius | 16
2026-07-31 12:42:32 UTC | bo04_05_CH_ZUESTA | bo04 | 05_CH | ZUESTA | component | OilBoilerController | minimal_thermal_power_in_watt | 0
2026-07-31 12:42:32 UTC | bo04_05_CH_ZUESTA | bo04 | 05_CH | ZUESTA | component | OilBoilerController | maximal_thermal_power_in_watt | 6750
2026-07-31 12:42:32 UTC | bo04_05_CH_ZUESTA | bo04 | 05_CH | ZUESTA | component | OilBoilerController | set_temperature_difference_for_full_power | 5
2026-07-31 12:42:32 UTC | bo04_05_CH_ZUESTA | bo04 | 05_CH | ZUESTA | component | OilBoilerController | minimum_runtime_in_seconds | 1800
2026-07-31 12:42:32 UTC | bo04_05_CH_ZUESTA | bo04 | 05_CH | ZUESTA | component | OilBoilerController | minimum_resting_time_in_seconds | 1800
2026-07-31 12:42:32 UTC | bo04_05_CH_ZUESTA | bo04 | 05_CH | ZUESTA | component | OilBoilerController | with_domestic_hot_water_preparation | true
2026-07-31 12:42:32 UTC | bo04_05_CH_ZUESTA | bo04 | 05_CH | ZUESTA | component | OilBoilerController | secondary_mode | false
2026-07-31 12:42:32 UTC | bo04_05_CH_ZUESTA | bo04 | 05_CH | ZUESTA | component | OilBoilerController | hysteresis_water_temperature_offset | 10
2026-07-31 12:42:32 UTC | bo04_05_CH_ZUESTA | bo04 | 05_CH | ZUESTA | component | OilBoilerController | seasonal_modulation_minimum_enabled | false
2026-07-31 12:42:32 UTC | bo04_05_CH_ZUESTA | bo04 | 05_CH | ZUESTA | component | OilBoilerController | winter_modulation_minimum_thermal_power_in_watt
2026-07-31 12:42:32 UTC | bo04_05_CH_ZUESTA | bo04 | 05_CH | ZUESTA | component | OilBoilerController | summer_modulation_minimum_thermal_power_in_watt
2026-07-31 12:42:32 UTC | bo04_05_CH_ZUESTA | bo04 | 05_CH | ZUESTA | component | OilBoilerController | summer_modulation_daily_avg_outdoor_temperature_threshold_celsius | 16
2026-07-31 12:42:32 UTC | bo04_05_CH_ZUESTA | bo04 | 05_CH | ZUESTA | heat_generator | OilBoiler | minimal_thermal_power_in_watt | 0
2026-07-31 12:42:32 UTC | bo04_05_CH_ZUESTA | bo04 | 05_CH | ZUESTA | heat_generator | OilBoiler | maximal_thermal_power_in_watt | 6750
2026-07-31 12:42:32 UTC | bo04_05_CH_ZUESTA | bo04 | 05_CH | ZUESTA | heat_generator | OilBoiler | eff_th_min | 0.6
2026-07-31 12:42:32 UTC | bo04_05_CH_ZUESTA | bo04 | 05_CH | ZUESTA | heat_generator | OilBoiler | eff_th_max | 0.9
2026-07-31 12:42:32 UTC | bo04_05_CH_ZUESTA | bo04 | 05_CH | ZUESTA | heat_generator | OilBoiler | boiler_type | BoilerType.CONVENTIONAL
2026-07-31 12:42:32 UTC | bo04_05_CH_ZUESTA | bo04 | 05_CH | ZUESTA | heat_generator | OilBoiler | energy_carrier | LoadTypes.OIL
2026-07-31 12:42:32 UTC | bo04_05_CH_ZUESTA | bo04 | 05_CH | ZUESTA | component | FuelMeter | building_name | BUI1
2026-07-31 12:42:32 UTC | bo04_05_CH_ZUESTA | bo04 | 05_CH | ZUESTA | component | FuelMeter | name | FuelMeter
2026-07-31 12:42:32 UTC | bo04_05_CH_ZUESTA | bo04 | 05_CH | ZUESTA | component | FuelMeter | fuel_loadtype | LoadTypes.OIL
2026-07-31 12:42:32 UTC | bo04_05_CH_ZUESTA | bo04 | 05_CH | ZUESTA | component | FuelMeter | heating_value_of_fuel_in_kwh_per_liter | 9.822
2026-07-31 12:42:32 UTC | bo04_05_CH_ZUESTA | bo04 | 05_CH | ZUESTA | component | FuelMeter | fuel_density_in_kg_per_m3 | 83
2026-07-31 12:42:32 UTC | bo04_05_CH_ZUESTA | bo04 | 05_CH | ZUESTA | component | FlexibilityPotential | building_name | BUI1
2026-07-31 12:42:32 UTC | bo04_05_CH_ZUESTA | bo04 | 05_CH | ZUESTA | component | FlexibilityPotential | name | FlexibilityPotential
2026-07-31 12:42:32 UTC | bo04_05_CH_ZUESTA | bo04 | 05_CH | ZUESTA | component | FlexibilityPotential | fallback_heating_cop | 1
2026-07-31 12:42:32 UTC | bo04_05_CH_ZUESTA | bo04 | 05_CH | ZUESTA | component | FlexibilityPotential | fallback_cooling_eer
2026-07-31 12:42:32 UTC | bo04_05_CH_ZUESTA | bo04 | 05_CH | ZUESTA | component | BatteryStoredEnergyWh | building_name | BUI1
2026-07-31 12:42:32 UTC | bo04_05_CH_ZUESTA | bo04 | 05_CH | ZUESTA | component | BatteryStoredEnergyWh | name | BatteryStoredEnergyWh
2026-07-31 12:42:32 UTC | bo04_05_CH_ZUESTA | bo04 | 05_CH | ZUESTA | component | BatteryStoredEnergyWh | capacity_in_kwh | 15.12
2026-07-31 12:42:32 UTC | bo04_05_CH_ZUESTA | bo04 | 05_CH | ZUESTA | component | EvStoredEnergyWhSum | building_name | BUI1
2026-07-31 12:42:32 UTC | bo04_05_CH_ZUESTA | bo04 | 05_CH | ZUESTA | component | EvStoredEnergyWhSum | name | EvStoredEnergyWhSum
2026-07-31 12:42:32 UTC | bo04_05_CH_ZUESTA | bo04 | 05_CH | ZUESTA | component | EvStoredEnergyWhSum | loadtype | LoadTypes.ELECTRICITY
2026-07-31 12:42:32 UTC | bo04_05_CH_ZUESTA | bo04 | 05_CH | ZUESTA | component | EvStoredEnergyWhSum | unit | Units.WATT_HOUR
2026-07-31 12:42:32 UTC | bo04_05_CH_ZUESTA | bo04 | 05_CH | ZUESTA | component | Car_2_22kW_Charging_Power_avg_Speed_30_kmh_1 | building_name | BUI1
2026-07-31 12:42:32 UTC | bo04_05_CH_ZUESTA | bo04 | 05_CH | ZUESTA | component | Car_2_22kW_Charging_Power_avg_Speed_30_kmh_1 | name | Car_2_22kW_Charging_Power_avg_Speed_30_kmh_1
2026-07-31 12:42:32 UTC | bo04_05_CH_ZUESTA | bo04 | 05_CH | ZUESTA | component | Car_2_22kW_Charging_Power_avg_Speed_30_kmh_1 | source_weight | 1
2026-07-31 12:42:32 UTC | bo04_05_CH_ZUESTA | bo04 | 05_CH | ZUESTA | component | Car_2_22kW_Charging_Power_avg_Speed_30_kmh_1 | fuel | LoadTypes.ELECTRICITY
2026-07-31 12:42:32 UTC | bo04_05_CH_ZUESTA | bo04 | 05_CH | ZUESTA | component | Car_2_22kW_Charging_Power_avg_Speed_30_kmh_1 | consumption_per_km | 0.15
2026-07-31 12:42:32 UTC | bo04_05_CH_ZUESTA | bo04 | 05_CH | ZUESTA | component | Car_2_22kW_Charging_Power_avg_Speed_30_kmh_1 | device_co2_footprint_in_kg | 8899.4
2026-07-31 12:42:32 UTC | bo04_05_CH_ZUESTA | bo04 | 05_CH | ZUESTA | component | Car_2_22kW_Charging_Power_avg_Speed_30_kmh_1 | investment_costs_in_euro | 44498
2026-07-31 12:42:32 UTC | bo04_05_CH_ZUESTA | bo04 | 05_CH | ZUESTA | component | Car_2_22kW_Charging_Power_avg_Speed_30_kmh_1 | lifetime_in_years | 18
2026-07-31 12:42:32 UTC | bo04_05_CH_ZUESTA | bo04 | 05_CH | ZUESTA | component | Car_2_22kW_Charging_Power_avg_Speed_30_kmh_1 | maintenance_costs_in_euro_per_year | 89
2026-07-31 12:42:32 UTC | bo04_05_CH_ZUESTA | bo04 | 05_CH | ZUESTA | component | CarBattery_1 | building_name | BUI1
2026-07-31 12:42:32 UTC | bo04_05_CH_ZUESTA | bo04 | 05_CH | ZUESTA | component | CarBattery_1 | name | CarBattery_1
2026-07-31 12:42:32 UTC | bo04_05_CH_ZUESTA | bo04 | 05_CH | ZUESTA | component | CarBattery_1 | source_weight | 4
2026-07-31 12:42:32 UTC | bo04_05_CH_ZUESTA | bo04 | 05_CH | ZUESTA | component | CarBattery_1 | system_id | SG1
2026-07-31 12:42:32 UTC | bo04_05_CH_ZUESTA | bo04 | 05_CH | ZUESTA | component | CarBattery_1 | p_inv_custom | 10000
2026-07-31 12:42:32 UTC | bo04_05_CH_ZUESTA | bo04 | 05_CH | ZUESTA | component | CarBattery_1 | e_bat_custom | 30
2026-07-31 12:42:32 UTC | bo04_05_CH_ZUESTA | bo04 | 05_CH | ZUESTA | component | CarBattery_1 | charge | 0
2026-07-31 12:42:32 UTC | bo04_05_CH_ZUESTA | bo04 | 05_CH | ZUESTA | component | CarBattery_1 | discharge | 0
2026-07-31 12:42:32 UTC | bo04_05_CH_ZUESTA | bo04 | 05_CH | ZUESTA | component | L1EVChargeControl_1 | building_name | BUI1
2026-07-31 12:42:32 UTC | bo04_05_CH_ZUESTA | bo04 | 05_CH | ZUESTA | component | L1EVChargeControl_1 | name | L1EVChargeControl_1
2026-07-31 12:42:32 UTC | bo04_05_CH_ZUESTA | bo04 | 05_CH | ZUESTA | component | L1EVChargeControl_1 | source_weight | 4
2026-07-31 12:42:32 UTC | bo04_05_CH_ZUESTA | bo04 | 05_CH | ZUESTA | component | L1EVChargeControl_1 | battery_set | 0.8
2026-07-31 12:42:32 UTC | bo04_05_CH_ZUESTA | bo04 | 05_CH | ZUESTA | component | L1EVChargeControl_1 | lower_threshold_charging_power | 37
2026-07-31 12:42:32 UTC | bo04_05_CH_ZUESTA | bo04 | 05_CH | ZUESTA | component | L1EVChargeControl_1 | device_co2_footprint_in_kg | 100
2026-07-31 12:42:32 UTC | bo04_05_CH_ZUESTA | bo04 | 05_CH | ZUESTA | component | L1EVChargeControl_1 | investment_costs_in_euro | 1000
2026-07-31 12:42:32 UTC | bo04_05_CH_ZUESTA | bo04 | 05_CH | ZUESTA | component | L1EVChargeControl_1 | lifetime_in_years | 10
2026-07-31 12:42:32 UTC | bo04_05_CH_ZUESTA | bo04 | 05_CH | ZUESTA | component | L1EVChargeControl_1 | maintenance_costs_in_euro_per_year | 5
2026-07-31 12:42:32 UTC | bo04_06_CH_ZUESTA | bo04 | 06_CH | ZUESTA | simulation | SimulationParameters | year | 2050
2026-07-31 12:42:32 UTC | bo04_06_CH_ZUESTA | bo04 | 06_CH | ZUESTA | simulation | SimulationParameters | seconds_per_timestep | 9 | s
2026-07-31 12:42:32 UTC | bo04_06_CH_ZUESTA | bo04 | 06_CH | ZUESTA | simulation | SimulationParameters | country | CH
2026-07-31 12:42:32 UTC | bo04_06_CH_ZUESTA | bo04 | 06_CH | ZUESTA | cli | cli_overrides | ARCH | 06_CH
2026-07-31 12:42:32 UTC | bo04_06_CH_ZUESTA | bo04 | 06_CH | ZUESTA | cli | cli_overrides | WEATHER | ZUESTA
2026-07-31 12:42:32 UTC | bo04_06_CH_ZUESTA | bo04 | 06_CH | ZUESTA | cli | cli_overrides | TIME_HORIZON | future
2026-07-31 12:42:32 UTC | bo04_06_CH_ZUESTA | bo04 | 06_CH | ZUESTA | cli | cli_overrides | SCENARIO | none
2026-07-31 12:42:32 UTC | bo04_06_CH_ZUESTA | bo04 | 06_CH | ZUESTA | cli | cli_overrides | OCC | SIA2024
2026-07-31 12:42:32 UTC | bo04_06_CH_ZUESTA | bo04 | 06_CH | ZUESTA | cli | cli_overrides | HEATGEN_SIZING | IDEAL_LOOKUP
2026-07-31 12:42:32 UTC | bo04_06_CH_ZUESTA | bo04 | 06_CH | ZUESTA | component | EvStoredEnergyWh_1 | building_name | BUI1
2026-07-31 12:42:32 UTC | bo04_06_CH_ZUESTA | bo04 | 06_CH | ZUESTA | component | EvStoredEnergyWh_1 | name | EvStoredEnergyWh_1
2026-07-31 12:42:32 UTC | bo04_06_CH_ZUESTA | bo04 | 06_CH | ZUESTA | component | EvStoredEnergyWh_1 | capacity_in_kwh | 3
2026-07-31 12:42:32 UTC | bo04_06_CH_ZUESTA | bo04 | 06_CH | ZUESTA | internal_loads | SIA2024Occupancy | conditioned_floor_area_in_m2 | 198
2026-07-31 12:42:32 UTC | bo04_06_CH_ZUESTA | bo04 | 06_CH | ZUESTA | internal_loads | SIA2024Occupancy | appliances_load_w_per_m2 | 1
2026-07-31 12:42:32 UTC | bo04_06_CH_ZUESTA | bo04 | 06_CH | ZUESTA | internal_loads | SIA2024Occupancy | lighting_load_w_per_m2 | 3
2026-07-31 12:42:32 UTC | bo04_06_CH_ZUESTA | bo04 | 06_CH | ZUESTA | internal_loads | SIA2024Occupancy | lighting_annual_full_load_hours | 846
2026-07-31 12:42:32 UTC | bo04_06_CH_ZUESTA | bo04 | 06_CH | ZUESTA | internal_loads | SIA2024Occupancy | appliances_yearly_utilization_per_month | 0.7995
2026-07-31 12:42:32 UTC | bo04_06_CH_ZUESTA | bo04 | 06_CH | ZUESTA | weather | Weather | source_path | C:\Users\het\HiSim\hisim\inputs\weather\custom_csv\Zurich\NABZUE_2060_RCP85_DRY.csv
2026-07-31 12:42:32 UTC | bo04_06_CH_ZUESTA | bo04 | 06_CH | ZUESTA | weather | Weather | location | Zurich
2026-07-31 12:42:32 UTC | bo04_06_CH_ZUESTA | bo04 | 06_CH | ZUESTA | weather | Weather | name | Weather
2026-07-31 12:42:32 UTC | bo04_06_CH_ZUESTA | bo04 | 06_CH | ZUESTA | pv | PVSystem | power_in_watt | 13607.3
2026-07-31 12:42:32 UTC | bo04_06_CH_ZUESTA | bo04 | 06_CH | ZUESTA | pv | PVSystem | tilt | 30
2026-07-31 12:42:32 UTC | bo04_06_CH_ZUESTA | bo04 | 06_CH | ZUESTA | pv | PVSystem | azimuth | 180
2026-07-31 12:42:32 UTC | bo04_06_CH_ZUESTA | bo04 | 06_CH | ZUESTA | pv | PVSystem | location | ZUESTA
2026-07-31 12:42:32 UTC | bo04_06_CH_ZUESTA | bo04 | 06_CH | ZUESTA | component | ElectricityMeter | building_name | BUI1
2026-07-31 12:42:32 UTC | bo04_06_CH_ZUESTA | bo04 | 06_CH | ZUESTA | component | ElectricityMeter | name | ElectricityMeter
2026-07-31 12:42:32 UTC | bo04_06_CH_ZUESTA | bo04 | 06_CH | ZUESTA | component | L2EMSElectricityController | building_name | BUI1
2026-07-31 12:42:32 UTC | bo04_06_CH_ZUESTA | bo04 | 06_CH | ZUESTA | component | L2EMSElectricityController | name | L2EMSElectricityController
2026-07-31 12:42:32 UTC | bo04_06_CH_ZUESTA | bo04 | 06_CH | ZUESTA | component | L2EMSElectricityController | strategy | optimize_own_consumption
2026-07-31 12:42:32 UTC | bo04_06_CH_ZUESTA | bo04 | 06_CH | ZUESTA | component | L2EMSElectricityController | limit_to_shave | 0
2026-07-31 12:42:32 UTC | bo04_06_CH_ZUESTA | bo04 | 06_CH | ZUESTA | component | L2EMSElectricityController | building_indoor_temperature_offset_value | 2
2026-07-31 12:42:32 UTC | bo04_06_CH_ZUESTA | bo04 | 06_CH | ZUESTA | component | L2EMSElectricityController | domestic_hot_water_storage_temperature_offset_value | 10
2026-07-31 12:42:32 UTC | bo04_06_CH_ZUESTA | bo04 | 06_CH | ZUESTA | component | L2EMSElectricityController | space_heating_water_storage_temperature_offset_value | 10
2026-07-31 12:42:32 UTC | bo04_06_CH_ZUESTA | bo04 | 06_CH | ZUESTA | building | Building | building_name | 1981_1990
2026-07-31 12:42:32 UTC | bo04_06_CH_ZUESTA | bo04 | 06_CH | ZUESTA | building | Building | building_code | AT.N.SFH.05.Gen.ReEx.001.002
2026-07-31 12:42:32 UTC | bo04_06_CH_ZUESTA | bo04 | 06_CH | ZUESTA | building | Building | building_heat_capacity_class | medium
2026-07-31 12:42:32 UTC | bo04_06_CH_ZUESTA | bo04 | 06_CH | ZUESTA | building | Building | absolute_conditioned_floor_area_in_m2 | 198
2026-07-31 12:42:32 UTC | bo04_06_CH_ZUESTA | bo04 | 06_CH | ZUESTA | building | Building | heating_reference_temperature_in_celsius | -8
2026-07-31 12:42:32 UTC | bo04_06_CH_ZUESTA | bo04 | 06_CH | ZUESTA | building | Building | floor_u_value_in_watt_per_m2_per_kelvin | 0.61
2026-07-31 12:42:32 UTC | bo04_06_CH_ZUESTA | bo04 | 06_CH | ZUESTA | building | Building | floor_area_in_m2 | 88.2
2026-07-31 12:42:32 UTC | bo04_06_CH_ZUESTA | bo04 | 06_CH | ZUESTA | building | Building | facade_u_value_in_watt_per_m2_per_kelvin | 0.4
2026-07-31 12:42:32 UTC | bo04_06_CH_ZUESTA | bo04 | 06_CH | ZUESTA | building | Building | facade_area_in_m2 | 160.2
2026-07-31 12:42:32 UTC | bo04_06_CH_ZUESTA | bo04 | 06_CH | ZUESTA | building | Building | roof_u_value_in_watt_per_m2_per_kelvin | 0.36
2026-07-31 12:42:32 UTC | bo04_06_CH_ZUESTA | bo04 | 06_CH | ZUESTA | building | Building | roof_area_in_m2 | 103.2
2026-07-31 12:42:32 UTC | bo04_06_CH_ZUESTA | bo04 | 06_CH | ZUESTA | building | Building | window_u_value_in_watt_per_m2_per_kelvin | 1.9
2026-07-31 12:42:32 UTC | bo04_06_CH_ZUESTA | bo04 | 06_CH | ZUESTA | building | Building | window_area_in_m2 | 31.68
2026-07-31 12:42:32 UTC | bo04_06_CH_ZUESTA | bo04 | 06_CH | ZUESTA | building | Building | door_u_value_in_watt_per_m2_per_kelvin
2026-07-31 12:42:32 UTC | bo04_06_CH_ZUESTA | bo04 | 06_CH | ZUESTA | building | Building | door_area_in_m2
2026-07-31 12:42:32 UTC | bo04_06_CH_ZUESTA | bo04 | 06_CH | ZUESTA | building | Building | set_heating_temperature_in_celsius | 20.5
2026-07-31 12:42:32 UTC | bo04_06_CH_ZUESTA | bo04 | 06_CH | ZUESTA | building | Building | set_cooling_temperature_in_celsius | 25
2026-07-31 12:42:32 UTC | bo04_06_CH_ZUESTA | bo04 | 06_CH | ZUESTA | building | Building | natural_ventilation_m3_per_h_per_person | 29
2026-07-31 12:42:32 UTC | bo04_06_CH_ZUESTA | bo04 | 06_CH | ZUESTA | building | Building | sia_natural_ventilation_m3_per_h_per_m2 | 0.6
2026-07-31 12:42:32 UTC | bo04_06_CH_ZUESTA | bo04 | 06_CH | ZUESTA | building | Building | swiss_infiltration_rate_per_h | 0.15
2026-07-31 12:42:32 UTC | bo04_06_CH_ZUESTA | bo04 | 06_CH | ZUESTA | building | Building | heating_demand_mode | iso13790
2026-07-31 12:42:32 UTC | bo04_06_CH_ZUESTA | bo04 | 06_CH | ZUESTA | building | Building | operative_heating_proportional_band_in_celsius | 1
2026-07-31 12:42:32 UTC | bo04_06_CH_ZUESTA | bo04 | 06_CH | ZUESTA | building | Building | operative_heating_proportional_gain | 1
2026-07-31 12:42:32 UTC | bo04_06_CH_ZUESTA | bo04 | 06_CH | ZUESTA | building | Building | control_comfort_lower_bound_shift_in_celsius
2026-07-31 12:42:32 UTC | bo04_06_CH_ZUESTA | bo04 | 06_CH | ZUESTA | building | Building | comfort_aware_seasonal_heating_gate | true
2026-07-31 12:42:32 UTC | bo04_06_CH_ZUESTA | bo04 | 06_CH | ZUESTA | component | StrictComfortDemandController | building_name | BUI1
2026-07-31 12:42:32 UTC | bo04_06_CH_ZUESTA | bo04 | 06_CH | ZUESTA | component | StrictComfortDemandController | name | StrictComfortDemandController
2026-07-31 12:42:32 UTC | bo04_06_CH_ZUESTA | bo04 | 06_CH | ZUESTA | component | StrictComfortDemandController | temperature_air_heating_in_celsius | 20.5
2026-07-31 12:42:32 UTC | bo04_06_CH_ZUESTA | bo04 | 06_CH | ZUESTA | component | StrictComfortDemandController | temperature_air_cooling_in_celsius | 24
2026-07-31 12:42:32 UTC | bo04_06_CH_ZUESTA | bo04 | 06_CH | ZUESTA | component | StrictComfortDemandController | offset | 0.5
2026-07-31 12:42:32 UTC | bo04_06_CH_ZUESTA | bo04 | 06_CH | ZUESTA | component | StrictComfortDemandController | mode | 2
2026-07-31 12:42:32 UTC | bo04_06_CH_ZUESTA | bo04 | 06_CH | ZUESTA | component | StrictComfortDemandController | use_adaptive_comfort_band | true
2026-07-31 12:42:32 UTC | bo04_06_CH_ZUESTA | bo04 | 06_CH | ZUESTA | component | StrictComfortDemandController | control_strategy | strict_comfort_band_v1
2026-07-31 12:42:32 UTC | bo04_06_CH_ZUESTA | bo04 | 06_CH | ZUESTA | component | StrictComfortDemandController | comfort_band_inner_offset_in_celsius | 0.5
2026-07-31 12:42:32 UTC | bo04_06_CH_ZUESTA | bo04 | 06_CH | ZUESTA | component | StrictComfortDemandController | comfort_band_inner_offset_lower_in_celsius | 1
2026-07-31 12:42:32 UTC | bo04_06_CH_ZUESTA | bo04 | 06_CH | ZUESTA | component | StrictComfortDemandController | comfort_band_inner_offset_upper_in_celsius | 0.5
2026-07-31 12:42:32 UTC | bo04_06_CH_ZUESTA | bo04 | 06_CH | ZUESTA | component | StrictComfortDemandController | heating_disabled_above_running_mean_outdoor_temperature_in_celsius | 18
2026-07-31 12:42:32 UTC | bo04_06_CH_ZUESTA | bo04 | 06_CH | ZUESTA | component | StrictComfortDemandController | cooling_enabled_above_running_mean_outdoor_temperature_in_celsius | 22
2026-07-31 12:42:32 UTC | bo04_06_CH_ZUESTA | bo04 | 06_CH | ZUESTA | component | ComfortBandHeatingDemand | building_name | BUI1
2026-07-31 12:42:32 UTC | bo04_06_CH_ZUESTA | bo04 | 06_CH | ZUESTA | component | ComfortBandHeatingDemand | name | ComfortBandHeatingDemand
2026-07-31 12:42:32 UTC | bo04_06_CH_ZUESTA | bo04 | 06_CH | ZUESTA | component | ComfortBandHeatingDemand | max_heating_power_in_watt | 7683.01
2026-07-31 12:42:32 UTC | bo04_06_CH_ZUESTA | bo04 | 06_CH | ZUESTA | component | ComfortBandHeatingDemand | proportional_gain_in_watt_per_kelvin | 15366
2026-07-31 12:42:32 UTC | bo04_06_CH_ZUESTA | bo04 | 06_CH | ZUESTA | component | StrictComfortSetpointModifier | building_name | BUI1
2026-07-31 12:42:32 UTC | bo04_06_CH_ZUESTA | bo04 | 06_CH | ZUESTA | component | StrictComfortSetpointModifier | name | StrictComfortSetpointModifier
2026-07-31 12:42:32 UTC | bo04_06_CH_ZUESTA | bo04 | 06_CH | ZUESTA | component | StrictComfortSetpointModifier | base_heating_setpoint_in_celsius | 20.5
2026-07-31 12:42:32 UTC | bo04_06_CH_ZUESTA | bo04 | 06_CH | ZUESTA | component | StrictComfortSetpointModifier | recovery_gain | 5
2026-07-31 12:42:32 UTC | bo04_06_CH_ZUESTA | bo04 | 06_CH | ZUESTA | component | StrictComfortSetpointModifier | max_recovery_boost_in_celsius | 5
2026-07-31 12:42:32 UTC | bo04_06_CH_ZUESTA | bo04 | 06_CH | ZUESTA | component | StrictComfortSetpointModifier | clamp_min_modifier_in_celsius
2026-07-31 12:42:32 UTC | bo04_06_CH_ZUESTA | bo04 | 06_CH | ZUESTA | component | StrictComfortSetpointModifier | clamp_max_modifier_in_celsius | 15
2026-07-31 12:42:32 UTC | bo04_06_CH_ZUESTA | bo04 | 06_CH | ZUESTA | component | HeatDistributionController | building_name | BUI1
2026-07-31 12:42:32 UTC | bo04_06_CH_ZUESTA | bo04 | 06_CH | ZUESTA | component | HeatDistributionController | name | HeatDistributionController
2026-07-31 12:42:32 UTC | bo04_06_CH_ZUESTA | bo04 | 06_CH | ZUESTA | component | HeatDistributionController | heating_system | HeatDistributionSystemType.FLOORHEATING
2026-07-31 12:42:32 UTC | bo04_06_CH_ZUESTA | bo04 | 06_CH | ZUESTA | component | HeatDistributionController | set_heating_threshold_outside_temperature_in_celsius | 16
2026-07-31 12:42:32 UTC | bo04_06_CH_ZUESTA | bo04 | 06_CH | ZUESTA | component | HeatDistributionController | heating_reference_temperature_in_celsius | -8
2026-07-31 12:42:32 UTC | bo04_06_CH_ZUESTA | bo04 | 06_CH | ZUESTA | component | HeatDistributionController | set_heating_temperature_for_building_in_celsius | 20.5
2026-07-31 12:42:32 UTC | bo04_06_CH_ZUESTA | bo04 | 06_CH | ZUESTA | component | HeatDistributionController | set_cooling_temperature_for_building_in_celsius | 25
2026-07-31 12:42:32 UTC | bo04_06_CH_ZUESTA | bo04 | 06_CH | ZUESTA | component | HeatDistributionController | heating_load_of_building_in_watt | 7683.01
2026-07-31 12:42:32 UTC | bo04_06_CH_ZUESTA | bo04 | 06_CH | ZUESTA | heat_distribution | HeatDistributionSystem | absolute_conditioned_floor_area_in_m2 | 198
2026-07-31 12:42:32 UTC | bo04_06_CH_ZUESTA | bo04 | 06_CH | ZUESTA | component | SplitACController | building_name | BUI1
2026-07-31 12:42:32 UTC | bo04_06_CH_ZUESTA | bo04 | 06_CH | ZUESTA | component | SplitACController | name | SplitACController
2026-07-31 12:42:32 UTC | bo04_06_CH_ZUESTA | bo04 | 06_CH | ZUESTA | component | SplitACController | heating_set_temperature_deg_c
2026-07-31 12:42:32 UTC | bo04_06_CH_ZUESTA | bo04 | 06_CH | ZUESTA | component | SplitACController | cooling_set_temperature_deg_c | 25
2026-07-31 12:42:32 UTC | bo04_06_CH_ZUESTA | bo04 | 06_CH | ZUESTA | component | SplitACController | minimum_runtime_s | 1800
2026-07-31 12:42:32 UTC | bo04_06_CH_ZUESTA | bo04 | 06_CH | ZUESTA | component | SplitACController | minimum_idle_time_s | 900
2026-07-31 12:42:32 UTC | bo04_06_CH_ZUESTA | bo04 | 06_CH | ZUESTA | component | SplitACController | offset | 5
2026-07-31 12:42:32 UTC | bo04_06_CH_ZUESTA | bo04 | 06_CH | ZUESTA | component | SplitACController | temperature_difference_full_power_deg_c | 3
2026-07-31 12:42:32 UTC | bo04_06_CH_ZUESTA | bo04 | 06_CH | ZUESTA | component | SplitACController | minimum_modulation
2026-07-31 12:42:32 UTC | bo04_06_CH_ZUESTA | bo04 | 06_CH | ZUESTA | component | ComfortBandCoolingDemand | building_name | BUI1
2026-07-31 12:42:32 UTC | bo04_06_CH_ZUESTA | bo04 | 06_CH | ZUESTA | component | ComfortBandCoolingDemand | name | ComfortBandCoolingDemand
2026-07-31 12:42:32 UTC | bo04_06_CH_ZUESTA | bo04 | 06_CH | ZUESTA | component | ComfortBandCoolingDemand | max_cooling_power_in_watt | 1102
2026-07-31 12:42:32 UTC | bo04_06_CH_ZUESTA | bo04 | 06_CH | ZUESTA | component | ComfortBandCoolingDemand | proportional_gain_in_watt_per_kelvin | 4
2026-07-31 12:42:32 UTC | bo04_06_CH_ZUESTA | bo04 | 06_CH | ZUESTA | component | ComfortBandCoolingDemand | relaxation_factor | 0.55
2026-07-31 12:42:32 UTC | bo04_06_CH_ZUESTA | bo04 | 06_CH | ZUESTA | component | ComfortBandCoolingDemand | theoretical_blend | comfort_only
2026-07-31 12:42:32 UTC | bo04_06_CH_ZUESTA | bo04 | 06_CH | ZUESTA | component | SplitAC | building_name | BUI1
2026-07-31 12:42:32 UTC | bo04_06_CH_ZUESTA | bo04 | 06_CH | ZUESTA | component | SplitAC | name | SplitAC
2026-07-31 12:42:32 UTC | bo04_06_CH_ZUESTA | bo04 | 06_CH | ZUESTA | component | SplitAC | manufacturer | Panasonic
2026-07-31 12:42:32 UTC | bo04_06_CH_ZUESTA | bo04 | 06_CH | ZUESTA | component | SplitAC | model_name | CS-RE18JKE/CU-RE18JKE
2026-07-31 12:42:32 UTC | bo04_06_CH_ZUESTA | bo04 | 06_CH | ZUESTA | component | SplitAC | scale_factor | 0.1998
2026-07-31 12:42:32 UTC | bo04_06_CH_ZUESTA | bo04 | 06_CH | ZUESTA | component | SplitAC | investment_costs_in_euro | 1400
2026-07-31 12:42:32 UTC | bo04_06_CH_ZUESTA | bo04 | 06_CH | ZUESTA | component | SplitAC | lifetime_in_years | 12
2026-07-31 12:42:32 UTC | bo04_06_CH_ZUESTA | bo04 | 06_CH | ZUESTA | component | SplitAC | co2_emissions_kg_co2_eq | 165.8
2026-07-31 12:42:32 UTC | bo04_06_CH_ZUESTA | bo04 | 06_CH | ZUESTA | component | SplitAC | maintenance_costs_in_euro_per_year | 7
2026-07-31 12:42:32 UTC | bo04_06_CH_ZUESTA | bo04 | 06_CH | ZUESTA | component | BuildingThermalPowerSum | building_name | BUI1
2026-07-31 12:42:32 UTC | bo04_06_CH_ZUESTA | bo04 | 06_CH | ZUESTA | component | BuildingThermalPowerSum | name | BuildingThermalPowerSum
2026-07-31 12:42:32 UTC | bo04_06_CH_ZUESTA | bo04 | 06_CH | ZUESTA | component | BuildingThermalPowerSum | loadtype | LoadTypes.ANY
2026-07-31 12:42:32 UTC | bo04_06_CH_ZUESTA | bo04 | 06_CH | ZUESTA | component | BuildingThermalPowerSum | unit | Units.WATT
2026-07-31 12:42:32 UTC | bo04_06_CH_ZUESTA | bo04 | 06_CH | ZUESTA | component | HeatGeneratorTotalThermalPower | building_name | BUI1
2026-07-31 12:42:32 UTC | bo04_06_CH_ZUESTA | bo04 | 06_CH | ZUESTA | component | HeatGeneratorTotalThermalPower | name | HeatGeneratorTotalThermalPower
2026-07-31 12:42:32 UTC | bo04_06_CH_ZUESTA | bo04 | 06_CH | ZUESTA | component | HeatGeneratorTotalThermalPower | loadtype | LoadTypes.ANY
2026-07-31 12:42:32 UTC | bo04_06_CH_ZUESTA | bo04 | 06_CH | ZUESTA | component | HeatGeneratorTotalThermalPower | unit | Units.WATT
2026-07-31 12:42:32 UTC | bo04_06_CH_ZUESTA | bo04 | 06_CH | ZUESTA | component | HeatGeneratorPlantDhwThermalPower | building_name | BUI1
2026-07-31 12:42:32 UTC | bo04_06_CH_ZUESTA | bo04 | 06_CH | ZUESTA | component | HeatGeneratorPlantDhwThermalPower | name | HeatGeneratorPlantDhwThermalPower
2026-07-31 12:42:32 UTC | bo04_06_CH_ZUESTA | bo04 | 06_CH | ZUESTA | component | HeatGeneratorPlantDhwThermalPower | loadtype | LoadTypes.ANY
2026-07-31 12:42:32 UTC | bo04_06_CH_ZUESTA | bo04 | 06_CH | ZUESTA | component | HeatGeneratorPlantDhwThermalPower | unit | Units.WATT
2026-07-31 12:42:32 UTC | bo04_06_CH_ZUESTA | bo04 | 06_CH | ZUESTA | component | SolarDhwThermalPower | building_name | BUI1
2026-07-31 12:42:32 UTC | bo04_06_CH_ZUESTA | bo04 | 06_CH | ZUESTA | component | SolarDhwThermalPower | name | SolarDhwThermalPower
2026-07-31 12:42:32 UTC | bo04_06_CH_ZUESTA | bo04 | 06_CH | ZUESTA | component | SolarDhwThermalPower | value_watt
2026-07-31 12:42:32 UTC | bo04_06_CH_ZUESTA | bo04 | 06_CH | ZUESTA | component | SolarDhwThermalPower | loadtype | LoadTypes.ANY
2026-07-31 12:42:32 UTC | bo04_06_CH_ZUESTA | bo04 | 06_CH | ZUESTA | component | SolarDhwThermalPower | unit | Units.WATT
2026-07-31 12:42:32 UTC | bo04_06_CH_ZUESTA | bo04 | 06_CH | ZUESTA | thermal_storage | SimpleHotWaterStorage | volume_heating_water_storage_in_liter | 384.1
2026-07-31 12:42:32 UTC | bo04_06_CH_ZUESTA | bo04 | 06_CH | ZUESTA | component | BufferRemainingCapacity60C | building_name | BUI1
2026-07-31 12:42:32 UTC | bo04_06_CH_ZUESTA | bo04 | 06_CH | ZUESTA | component | BufferRemainingCapacity60C | name | BufferRemainingCapacity60C
2026-07-31 12:42:32 UTC | bo04_06_CH_ZUESTA | bo04 | 06_CH | ZUESTA | component | BufferRemainingCapacity60C | volume_heating_water_storage_in_liter | 384.1
2026-07-31 12:42:32 UTC | bo04_06_CH_ZUESTA | bo04 | 06_CH | ZUESTA | component | BufferRemainingCapacity60C | max_temperature_in_celsius | 6
2026-07-31 12:42:32 UTC | bo04_06_CH_ZUESTA | bo04 | 06_CH | ZUESTA | component | BufferRemainingCapacity60C | water_density_kg_per_liter | 0.992
2026-07-31 12:42:32 UTC | bo04_06_CH_ZUESTA | bo04 | 06_CH | ZUESTA | component | BufferRemainingCapacity60C | water_specific_heat_capacity_j_per_kg_per_k | 4180
2026-07-31 12:42:32 UTC | bo04_06_CH_ZUESTA | bo04 | 06_CH | ZUESTA | component | OilBoilerController | building_name | BUI1
2026-07-31 12:42:32 UTC | bo04_06_CH_ZUESTA | bo04 | 06_CH | ZUESTA | component | OilBoilerController | name | OilBoilerController
2026-07-31 12:42:32 UTC | bo04_06_CH_ZUESTA | bo04 | 06_CH | ZUESTA | component | OilBoilerController | is_modulating | true
2026-07-31 12:42:32 UTC | bo04_06_CH_ZUESTA | bo04 | 06_CH | ZUESTA | component | OilBoilerController | set_heating_threshold_outside_temperature_in_celsius | 16
2026-07-31 12:42:32 UTC | bo04_06_CH_ZUESTA | bo04 | 06_CH | ZUESTA | component | OilBoilerController | minimal_thermal_power_in_watt | 0
2026-07-31 12:42:32 UTC | bo04_06_CH_ZUESTA | bo04 | 06_CH | ZUESTA | component | OilBoilerController | maximal_thermal_power_in_watt | 5070
2026-07-31 12:42:32 UTC | bo04_06_CH_ZUESTA | bo04 | 06_CH | ZUESTA | component | OilBoilerController | set_temperature_difference_for_full_power | 5
2026-07-31 12:42:32 UTC | bo04_06_CH_ZUESTA | bo04 | 06_CH | ZUESTA | component | OilBoilerController | minimum_runtime_in_seconds | 1800
2026-07-31 12:42:32 UTC | bo04_06_CH_ZUESTA | bo04 | 06_CH | ZUESTA | component | OilBoilerController | minimum_resting_time_in_seconds | 1800
2026-07-31 12:42:32 UTC | bo04_06_CH_ZUESTA | bo04 | 06_CH | ZUESTA | component | OilBoilerController | with_domestic_hot_water_preparation | true
2026-07-31 12:42:32 UTC | bo04_06_CH_ZUESTA | bo04 | 06_CH | ZUESTA | component | OilBoilerController | secondary_mode | false
2026-07-31 12:42:32 UTC | bo04_06_CH_ZUESTA | bo04 | 06_CH | ZUESTA | component | OilBoilerController | hysteresis_water_temperature_offset | 10
2026-07-31 12:42:32 UTC | bo04_06_CH_ZUESTA | bo04 | 06_CH | ZUESTA | component | OilBoilerController | seasonal_modulation_minimum_enabled | false
2026-07-31 12:42:32 UTC | bo04_06_CH_ZUESTA | bo04 | 06_CH | ZUESTA | component | OilBoilerController | winter_modulation_minimum_thermal_power_in_watt
2026-07-31 12:42:32 UTC | bo04_06_CH_ZUESTA | bo04 | 06_CH | ZUESTA | component | OilBoilerController | summer_modulation_minimum_thermal_power_in_watt
2026-07-31 12:42:32 UTC | bo04_06_CH_ZUESTA | bo04 | 06_CH | ZUESTA | component | OilBoilerController | summer_modulation_daily_avg_outdoor_temperature_threshold_celsius | 16
2026-07-31 12:42:32 UTC | bo04_06_CH_ZUESTA | bo04 | 06_CH | ZUESTA | heat_generator | OilBoiler | minimal_thermal_power_in_watt | 0
2026-07-31 12:42:32 UTC | bo04_06_CH_ZUESTA | bo04 | 06_CH | ZUESTA | heat_generator | OilBoiler | maximal_thermal_power_in_watt | 5070
2026-07-31 12:42:32 UTC | bo04_06_CH_ZUESTA | bo04 | 06_CH | ZUESTA | heat_generator | OilBoiler | eff_th_min | 0.6
2026-07-31 12:42:32 UTC | bo04_06_CH_ZUESTA | bo04 | 06_CH | ZUESTA | heat_generator | OilBoiler | eff_th_max | 0.9
2026-07-31 12:42:32 UTC | bo04_06_CH_ZUESTA | bo04 | 06_CH | ZUESTA | heat_generator | OilBoiler | boiler_type | BoilerType.CONVENTIONAL
2026-07-31 12:42:32 UTC | bo04_06_CH_ZUESTA | bo04 | 06_CH | ZUESTA | heat_generator | OilBoiler | energy_carrier | LoadTypes.OIL
2026-07-31 12:42:32 UTC | bo04_06_CH_ZUESTA | bo04 | 06_CH | ZUESTA | component | FuelMeter | building_name | BUI1
2026-07-31 12:42:32 UTC | bo04_06_CH_ZUESTA | bo04 | 06_CH | ZUESTA | component | FuelMeter | name | FuelMeter
2026-07-31 12:42:32 UTC | bo04_06_CH_ZUESTA | bo04 | 06_CH | ZUESTA | component | FuelMeter | fuel_loadtype | LoadTypes.OIL
2026-07-31 12:42:32 UTC | bo04_06_CH_ZUESTA | bo04 | 06_CH | ZUESTA | component | FuelMeter | heating_value_of_fuel_in_kwh_per_liter | 9.822
2026-07-31 12:42:32 UTC | bo04_06_CH_ZUESTA | bo04 | 06_CH | ZUESTA | component | FuelMeter | fuel_density_in_kg_per_m3 | 83
2026-07-31 12:42:32 UTC | bo04_06_CH_ZUESTA | bo04 | 06_CH | ZUESTA | component | FlexibilityPotential | building_name | BUI1
2026-07-31 12:42:32 UTC | bo04_06_CH_ZUESTA | bo04 | 06_CH | ZUESTA | component | FlexibilityPotential | name | FlexibilityPotential
2026-07-31 12:42:32 UTC | bo04_06_CH_ZUESTA | bo04 | 06_CH | ZUESTA | component | FlexibilityPotential | fallback_heating_cop | 1
2026-07-31 12:42:32 UTC | bo04_06_CH_ZUESTA | bo04 | 06_CH | ZUESTA | component | FlexibilityPotential | fallback_cooling_eer
2026-07-31 12:42:32 UTC | bo04_06_CH_ZUESTA | bo04 | 06_CH | ZUESTA | component | BatteryStoredEnergyWh | building_name | BUI1
2026-07-31 12:42:32 UTC | bo04_06_CH_ZUESTA | bo04 | 06_CH | ZUESTA | component | BatteryStoredEnergyWh | name | BatteryStoredEnergyWh
2026-07-31 12:42:32 UTC | bo04_06_CH_ZUESTA | bo04 | 06_CH | ZUESTA | component | BatteryStoredEnergyWh | capacity_in_kwh | 13.61
2026-07-31 12:42:32 UTC | bo04_06_CH_ZUESTA | bo04 | 06_CH | ZUESTA | component | EvStoredEnergyWhSum | building_name | BUI1
2026-07-31 12:42:32 UTC | bo04_06_CH_ZUESTA | bo04 | 06_CH | ZUESTA | component | EvStoredEnergyWhSum | name | EvStoredEnergyWhSum
2026-07-31 12:42:32 UTC | bo04_06_CH_ZUESTA | bo04 | 06_CH | ZUESTA | component | EvStoredEnergyWhSum | loadtype | LoadTypes.ELECTRICITY
2026-07-31 12:42:32 UTC | bo04_06_CH_ZUESTA | bo04 | 06_CH | ZUESTA | component | EvStoredEnergyWhSum | unit | Units.WATT_HOUR
2026-07-31 12:42:32 UTC | bo04_06_CH_ZUESTA | bo04 | 06_CH | ZUESTA | component | Car_2_22kW_Charging_Power_avg_Speed_30_kmh_1 | building_name | BUI1
2026-07-31 12:42:32 UTC | bo04_06_CH_ZUESTA | bo04 | 06_CH | ZUESTA | component | Car_2_22kW_Charging_Power_avg_Speed_30_kmh_1 | name | Car_2_22kW_Charging_Power_avg_Speed_30_kmh_1
2026-07-31 12:42:32 UTC | bo04_06_CH_ZUESTA | bo04 | 06_CH | ZUESTA | component | Car_2_22kW_Charging_Power_avg_Speed_30_kmh_1 | source_weight | 1
2026-07-31 12:42:32 UTC | bo04_06_CH_ZUESTA | bo04 | 06_CH | ZUESTA | component | Car_2_22kW_Charging_Power_avg_Speed_30_kmh_1 | fuel | LoadTypes.ELECTRICITY
2026-07-31 12:42:32 UTC | bo04_06_CH_ZUESTA | bo04 | 06_CH | ZUESTA | component | Car_2_22kW_Charging_Power_avg_Speed_30_kmh_1 | consumption_per_km | 0.15
2026-07-31 12:42:32 UTC | bo04_06_CH_ZUESTA | bo04 | 06_CH | ZUESTA | component | Car_2_22kW_Charging_Power_avg_Speed_30_kmh_1 | device_co2_footprint_in_kg | 8899.4
2026-07-31 12:42:32 UTC | bo04_06_CH_ZUESTA | bo04 | 06_CH | ZUESTA | component | Car_2_22kW_Charging_Power_avg_Speed_30_kmh_1 | investment_costs_in_euro | 44498
2026-07-31 12:42:32 UTC | bo04_06_CH_ZUESTA | bo04 | 06_CH | ZUESTA | component | Car_2_22kW_Charging_Power_avg_Speed_30_kmh_1 | lifetime_in_years | 18
2026-07-31 12:42:32 UTC | bo04_06_CH_ZUESTA | bo04 | 06_CH | ZUESTA | component | Car_2_22kW_Charging_Power_avg_Speed_30_kmh_1 | maintenance_costs_in_euro_per_year | 89
2026-07-31 12:42:32 UTC | bo04_06_CH_ZUESTA | bo04 | 06_CH | ZUESTA | component | CarBattery_1 | building_name | BUI1
2026-07-31 12:42:32 UTC | bo04_06_CH_ZUESTA | bo04 | 06_CH | ZUESTA | component | CarBattery_1 | name | CarBattery_1
2026-07-31 12:42:32 UTC | bo04_06_CH_ZUESTA | bo04 | 06_CH | ZUESTA | component | CarBattery_1 | source_weight | 4
2026-07-31 12:42:32 UTC | bo04_06_CH_ZUESTA | bo04 | 06_CH | ZUESTA | component | CarBattery_1 | system_id | SG1
2026-07-31 12:42:32 UTC | bo04_06_CH_ZUESTA | bo04 | 06_CH | ZUESTA | component | CarBattery_1 | p_inv_custom | 10000
2026-07-31 12:42:32 UTC | bo04_06_CH_ZUESTA | bo04 | 06_CH | ZUESTA | component | CarBattery_1 | e_bat_custom | 30
2026-07-31 12:42:32 UTC | bo04_06_CH_ZUESTA | bo04 | 06_CH | ZUESTA | component | CarBattery_1 | charge | 0
2026-07-31 12:42:32 UTC | bo04_06_CH_ZUESTA | bo04 | 06_CH | ZUESTA | component | CarBattery_1 | discharge | 0
2026-07-31 12:42:32 UTC | bo04_06_CH_ZUESTA | bo04 | 06_CH | ZUESTA | component | L1EVChargeControl_1 | building_name | BUI1
2026-07-31 12:42:32 UTC | bo04_06_CH_ZUESTA | bo04 | 06_CH | ZUESTA | component | L1EVChargeControl_1 | name | L1EVChargeControl_1
2026-07-31 12:42:32 UTC | bo04_06_CH_ZUESTA | bo04 | 06_CH | ZUESTA | component | L1EVChargeControl_1 | source_weight | 4
2026-07-31 12:42:32 UTC | bo04_06_CH_ZUESTA | bo04 | 06_CH | ZUESTA | component | L1EVChargeControl_1 | battery_set | 0.8
2026-07-31 12:42:32 UTC | bo04_06_CH_ZUESTA | bo04 | 06_CH | ZUESTA | component | L1EVChargeControl_1 | lower_threshold_charging_power | 37
2026-07-31 12:42:32 UTC | bo04_06_CH_ZUESTA | bo04 | 06_CH | ZUESTA | component | L1EVChargeControl_1 | device_co2_footprint_in_kg | 100
2026-07-31 12:42:32 UTC | bo04_06_CH_ZUESTA | bo04 | 06_CH | ZUESTA | component | L1EVChargeControl_1 | investment_costs_in_euro | 1000
2026-07-31 12:42:32 UTC | bo04_06_CH_ZUESTA | bo04 | 06_CH | ZUESTA | component | L1EVChargeControl_1 | lifetime_in_years | 10
2026-07-31 12:42:32 UTC | bo04_06_CH_ZUESTA | bo04 | 06_CH | ZUESTA | component | L1EVChargeControl_1 | maintenance_costs_in_euro_per_year | 5
2026-07-31 12:42:32 UTC | bo04_07_CH_ZUESTA | bo04 | 07_CH | ZUESTA | simulation | SimulationParameters | year | 2050
2026-07-31 12:42:32 UTC | bo04_07_CH_ZUESTA | bo04 | 07_CH | ZUESTA | simulation | SimulationParameters | seconds_per_timestep | 9 | s
2026-07-31 12:42:32 UTC | bo04_07_CH_ZUESTA | bo04 | 07_CH | ZUESTA | simulation | SimulationParameters | country | CH
2026-07-31 12:42:32 UTC | bo04_07_CH_ZUESTA | bo04 | 07_CH | ZUESTA | cli | cli_overrides | ARCH | 07_CH
2026-07-31 12:42:32 UTC | bo04_07_CH_ZUESTA | bo04 | 07_CH | ZUESTA | cli | cli_overrides | WEATHER | ZUESTA
2026-07-31 12:42:32 UTC | bo04_07_CH_ZUESTA | bo04 | 07_CH | ZUESTA | cli | cli_overrides | TIME_HORIZON | future
2026-07-31 12:42:32 UTC | bo04_07_CH_ZUESTA | bo04 | 07_CH | ZUESTA | cli | cli_overrides | SCENARIO | none
2026-07-31 12:42:32 UTC | bo04_07_CH_ZUESTA | bo04 | 07_CH | ZUESTA | cli | cli_overrides | OCC | SIA2024
2026-07-31 12:42:32 UTC | bo04_07_CH_ZUESTA | bo04 | 07_CH | ZUESTA | cli | cli_overrides | HEATGEN_SIZING | IDEAL_LOOKUP
2026-07-31 12:42:32 UTC | bo04_07_CH_ZUESTA | bo04 | 07_CH | ZUESTA | component | EvStoredEnergyWh_1 | building_name | BUI1
2026-07-31 12:42:32 UTC | bo04_07_CH_ZUESTA | bo04 | 07_CH | ZUESTA | component | EvStoredEnergyWh_1 | name | EvStoredEnergyWh_1
2026-07-31 12:42:32 UTC | bo04_07_CH_ZUESTA | bo04 | 07_CH | ZUESTA | component | EvStoredEnergyWh_1 | capacity_in_kwh | 3
2026-07-31 12:42:32 UTC | bo04_07_CH_ZUESTA | bo04 | 07_CH | ZUESTA | internal_loads | SIA2024Occupancy | conditioned_floor_area_in_m2 | 199
2026-07-31 12:42:32 UTC | bo04_07_CH_ZUESTA | bo04 | 07_CH | ZUESTA | internal_loads | SIA2024Occupancy | appliances_load_w_per_m2 | 1
2026-07-31 12:42:32 UTC | bo04_07_CH_ZUESTA | bo04 | 07_CH | ZUESTA | internal_loads | SIA2024Occupancy | lighting_load_w_per_m2 | 3
2026-07-31 12:42:32 UTC | bo04_07_CH_ZUESTA | bo04 | 07_CH | ZUESTA | internal_loads | SIA2024Occupancy | lighting_annual_full_load_hours | 846
2026-07-31 12:42:32 UTC | bo04_07_CH_ZUESTA | bo04 | 07_CH | ZUESTA | internal_loads | SIA2024Occupancy | appliances_yearly_utilization_per_month | 0.7995
2026-07-31 12:42:32 UTC | bo04_07_CH_ZUESTA | bo04 | 07_CH | ZUESTA | weather | Weather | source_path | C:\Users\het\HiSim\hisim\inputs\weather\custom_csv\Zurich\NABZUE_2060_RCP85_DRY.csv
2026-07-31 12:42:32 UTC | bo04_07_CH_ZUESTA | bo04 | 07_CH | ZUESTA | weather | Weather | location | Zurich
2026-07-31 12:42:32 UTC | bo04_07_CH_ZUESTA | bo04 | 07_CH | ZUESTA | weather | Weather | name | Weather
2026-07-31 12:42:32 UTC | bo04_07_CH_ZUESTA | bo04 | 07_CH | ZUESTA | pv | PVSystem | power_in_watt | 12659.2
2026-07-31 12:42:32 UTC | bo04_07_CH_ZUESTA | bo04 | 07_CH | ZUESTA | pv | PVSystem | tilt | 30
2026-07-31 12:42:32 UTC | bo04_07_CH_ZUESTA | bo04 | 07_CH | ZUESTA | pv | PVSystem | azimuth | 180
2026-07-31 12:42:32 UTC | bo04_07_CH_ZUESTA | bo04 | 07_CH | ZUESTA | pv | PVSystem | location | ZUESTA
2026-07-31 12:42:32 UTC | bo04_07_CH_ZUESTA | bo04 | 07_CH | ZUESTA | component | ElectricityMeter | building_name | BUI1
2026-07-31 12:42:32 UTC | bo04_07_CH_ZUESTA | bo04 | 07_CH | ZUESTA | component | ElectricityMeter | name | ElectricityMeter
2026-07-31 12:42:32 UTC | bo04_07_CH_ZUESTA | bo04 | 07_CH | ZUESTA | component | L2EMSElectricityController | building_name | BUI1
2026-07-31 12:42:32 UTC | bo04_07_CH_ZUESTA | bo04 | 07_CH | ZUESTA | component | L2EMSElectricityController | name | L2EMSElectricityController
2026-07-31 12:42:32 UTC | bo04_07_CH_ZUESTA | bo04 | 07_CH | ZUESTA | component | L2EMSElectricityController | strategy | optimize_own_consumption
2026-07-31 12:42:32 UTC | bo04_07_CH_ZUESTA | bo04 | 07_CH | ZUESTA | component | L2EMSElectricityController | limit_to_shave | 0
2026-07-31 12:42:32 UTC | bo04_07_CH_ZUESTA | bo04 | 07_CH | ZUESTA | component | L2EMSElectricityController | building_indoor_temperature_offset_value | 2
2026-07-31 12:42:32 UTC | bo04_07_CH_ZUESTA | bo04 | 07_CH | ZUESTA | component | L2EMSElectricityController | domestic_hot_water_storage_temperature_offset_value | 10
2026-07-31 12:42:32 UTC | bo04_07_CH_ZUESTA | bo04 | 07_CH | ZUESTA | component | L2EMSElectricityController | space_heating_water_storage_temperature_offset_value | 10
2026-07-31 12:42:32 UTC | bo04_07_CH_ZUESTA | bo04 | 07_CH | ZUESTA | building | Building | building_name | 1991_2000
2026-07-31 12:42:32 UTC | bo04_07_CH_ZUESTA | bo04 | 07_CH | ZUESTA | building | Building | building_code | AT.N.SFH.06.Gen.ReEx.001.002
2026-07-31 12:42:32 UTC | bo04_07_CH_ZUESTA | bo04 | 07_CH | ZUESTA | building | Building | building_heat_capacity_class | heavy
2026-07-31 12:42:32 UTC | bo04_07_CH_ZUESTA | bo04 | 07_CH | ZUESTA | building | Building | absolute_conditioned_floor_area_in_m2 | 199
2026-07-31 12:42:32 UTC | bo04_07_CH_ZUESTA | bo04 | 07_CH | ZUESTA | building | Building | heating_reference_temperature_in_celsius | -8
2026-07-31 12:42:32 UTC | bo04_07_CH_ZUESTA | bo04 | 07_CH | ZUESTA | building | Building | floor_u_value_in_watt_per_m2_per_kelvin | 0.55
2026-07-31 12:42:32 UTC | bo04_07_CH_ZUESTA | bo04 | 07_CH | ZUESTA | building | Building | floor_area_in_m2 | 81
2026-07-31 12:42:32 UTC | bo04_07_CH_ZUESTA | bo04 | 07_CH | ZUESTA | building | Building | facade_u_value_in_watt_per_m2_per_kelvin | 0.35
2026-07-31 12:42:32 UTC | bo04_07_CH_ZUESTA | bo04 | 07_CH | ZUESTA | building | Building | facade_area_in_m2 | 164
2026-07-31 12:42:32 UTC | bo04_07_CH_ZUESTA | bo04 | 07_CH | ZUESTA | building | Building | roof_u_value_in_watt_per_m2_per_kelvin | 0.34
2026-07-31 12:42:32 UTC | bo04_07_CH_ZUESTA | bo04 | 07_CH | ZUESTA | building | Building | roof_area_in_m2 | 96
2026-07-31 12:42:32 UTC | bo04_07_CH_ZUESTA | bo04 | 07_CH | ZUESTA | building | Building | window_u_value_in_watt_per_m2_per_kelvin | 1.7
2026-07-31 12:42:32 UTC | bo04_07_CH_ZUESTA | bo04 | 07_CH | ZUESTA | building | Building | window_area_in_m2 | 31.84
2026-07-31 12:42:32 UTC | bo04_07_CH_ZUESTA | bo04 | 07_CH | ZUESTA | building | Building | door_u_value_in_watt_per_m2_per_kelvin
2026-07-31 12:42:32 UTC | bo04_07_CH_ZUESTA | bo04 | 07_CH | ZUESTA | building | Building | door_area_in_m2
2026-07-31 12:42:32 UTC | bo04_07_CH_ZUESTA | bo04 | 07_CH | ZUESTA | building | Building | set_heating_temperature_in_celsius | 20.5
2026-07-31 12:42:32 UTC | bo04_07_CH_ZUESTA | bo04 | 07_CH | ZUESTA | building | Building | set_cooling_temperature_in_celsius | 25
2026-07-31 12:42:32 UTC | bo04_07_CH_ZUESTA | bo04 | 07_CH | ZUESTA | building | Building | natural_ventilation_m3_per_h_per_person | 29
2026-07-31 12:42:32 UTC | bo04_07_CH_ZUESTA | bo04 | 07_CH | ZUESTA | building | Building | sia_natural_ventilation_m3_per_h_per_m2 | 0.6
2026-07-31 12:42:32 UTC | bo04_07_CH_ZUESTA | bo04 | 07_CH | ZUESTA | building | Building | swiss_infiltration_rate_per_h | 0.15
2026-07-31 12:42:32 UTC | bo04_07_CH_ZUESTA | bo04 | 07_CH | ZUESTA | building | Building | heating_demand_mode | iso13790
2026-07-31 12:42:32 UTC | bo04_07_CH_ZUESTA | bo04 | 07_CH | ZUESTA | building | Building | operative_heating_proportional_band_in_celsius | 1
2026-07-31 12:42:32 UTC | bo04_07_CH_ZUESTA | bo04 | 07_CH | ZUESTA | building | Building | operative_heating_proportional_gain | 1
2026-07-31 12:42:32 UTC | bo04_07_CH_ZUESTA | bo04 | 07_CH | ZUESTA | building | Building | control_comfort_lower_bound_shift_in_celsius
2026-07-31 12:42:32 UTC | bo04_07_CH_ZUESTA | bo04 | 07_CH | ZUESTA | building | Building | comfort_aware_seasonal_heating_gate | true
2026-07-31 12:42:32 UTC | bo04_07_CH_ZUESTA | bo04 | 07_CH | ZUESTA | component | StrictComfortDemandController | building_name | BUI1
2026-07-31 12:42:32 UTC | bo04_07_CH_ZUESTA | bo04 | 07_CH | ZUESTA | component | StrictComfortDemandController | name | StrictComfortDemandController
2026-07-31 12:42:32 UTC | bo04_07_CH_ZUESTA | bo04 | 07_CH | ZUESTA | component | StrictComfortDemandController | temperature_air_heating_in_celsius | 20.5
2026-07-31 12:42:32 UTC | bo04_07_CH_ZUESTA | bo04 | 07_CH | ZUESTA | component | StrictComfortDemandController | temperature_air_cooling_in_celsius | 24
2026-07-31 12:42:32 UTC | bo04_07_CH_ZUESTA | bo04 | 07_CH | ZUESTA | component | StrictComfortDemandController | offset | 0.5
2026-07-31 12:42:32 UTC | bo04_07_CH_ZUESTA | bo04 | 07_CH | ZUESTA | component | StrictComfortDemandController | mode | 2
2026-07-31 12:42:32 UTC | bo04_07_CH_ZUESTA | bo04 | 07_CH | ZUESTA | component | StrictComfortDemandController | use_adaptive_comfort_band | true
2026-07-31 12:42:32 UTC | bo04_07_CH_ZUESTA | bo04 | 07_CH | ZUESTA | component | StrictComfortDemandController | control_strategy | strict_comfort_band_v1
2026-07-31 12:42:32 UTC | bo04_07_CH_ZUESTA | bo04 | 07_CH | ZUESTA | component | StrictComfortDemandController | comfort_band_inner_offset_in_celsius | 0.5
2026-07-31 12:42:32 UTC | bo04_07_CH_ZUESTA | bo04 | 07_CH | ZUESTA | component | StrictComfortDemandController | comfort_band_inner_offset_lower_in_celsius | 1
2026-07-31 12:42:32 UTC | bo04_07_CH_ZUESTA | bo04 | 07_CH | ZUESTA | component | StrictComfortDemandController | comfort_band_inner_offset_upper_in_celsius | 0.5
2026-07-31 12:42:32 UTC | bo04_07_CH_ZUESTA | bo04 | 07_CH | ZUESTA | component | StrictComfortDemandController | heating_disabled_above_running_mean_outdoor_temperature_in_celsius | 18
2026-07-31 12:42:32 UTC | bo04_07_CH_ZUESTA | bo04 | 07_CH | ZUESTA | component | StrictComfortDemandController | cooling_enabled_above_running_mean_outdoor_temperature_in_celsius | 22
2026-07-31 12:42:32 UTC | bo04_07_CH_ZUESTA | bo04 | 07_CH | ZUESTA | component | ComfortBandHeatingDemand | building_name | BUI1
2026-07-31 12:42:32 UTC | bo04_07_CH_ZUESTA | bo04 | 07_CH | ZUESTA | component | ComfortBandHeatingDemand | name | ComfortBandHeatingDemand
2026-07-31 12:42:32 UTC | bo04_07_CH_ZUESTA | bo04 | 07_CH | ZUESTA | component | ComfortBandHeatingDemand | max_heating_power_in_watt | 7052.23
2026-07-31 12:42:32 UTC | bo04_07_CH_ZUESTA | bo04 | 07_CH | ZUESTA | component | ComfortBandHeatingDemand | proportional_gain_in_watt_per_kelvin | 14104.5
2026-07-31 12:42:32 UTC | bo04_07_CH_ZUESTA | bo04 | 07_CH | ZUESTA | component | StrictComfortSetpointModifier | building_name | BUI1
2026-07-31 12:42:32 UTC | bo04_07_CH_ZUESTA | bo04 | 07_CH | ZUESTA | component | StrictComfortSetpointModifier | name | StrictComfortSetpointModifier
2026-07-31 12:42:32 UTC | bo04_07_CH_ZUESTA | bo04 | 07_CH | ZUESTA | component | StrictComfortSetpointModifier | base_heating_setpoint_in_celsius | 20.5
2026-07-31 12:42:32 UTC | bo04_07_CH_ZUESTA | bo04 | 07_CH | ZUESTA | component | StrictComfortSetpointModifier | recovery_gain | 5
2026-07-31 12:42:32 UTC | bo04_07_CH_ZUESTA | bo04 | 07_CH | ZUESTA | component | StrictComfortSetpointModifier | max_recovery_boost_in_celsius | 5
2026-07-31 12:42:32 UTC | bo04_07_CH_ZUESTA | bo04 | 07_CH | ZUESTA | component | StrictComfortSetpointModifier | clamp_min_modifier_in_celsius
2026-07-31 12:42:32 UTC | bo04_07_CH_ZUESTA | bo04 | 07_CH | ZUESTA | component | StrictComfortSetpointModifier | clamp_max_modifier_in_celsius | 15
2026-07-31 12:42:32 UTC | bo04_07_CH_ZUESTA | bo04 | 07_CH | ZUESTA | component | HeatDistributionController | building_name | BUI1
2026-07-31 12:42:32 UTC | bo04_07_CH_ZUESTA | bo04 | 07_CH | ZUESTA | component | HeatDistributionController | name | HeatDistributionController
2026-07-31 12:42:32 UTC | bo04_07_CH_ZUESTA | bo04 | 07_CH | ZUESTA | component | HeatDistributionController | heating_system | HeatDistributionSystemType.FLOORHEATING
2026-07-31 12:42:32 UTC | bo04_07_CH_ZUESTA | bo04 | 07_CH | ZUESTA | component | HeatDistributionController | set_heating_threshold_outside_temperature_in_celsius | 16
2026-07-31 12:42:32 UTC | bo04_07_CH_ZUESTA | bo04 | 07_CH | ZUESTA | component | HeatDistributionController | heating_reference_temperature_in_celsius | -8
2026-07-31 12:42:32 UTC | bo04_07_CH_ZUESTA | bo04 | 07_CH | ZUESTA | component | HeatDistributionController | set_heating_temperature_for_building_in_celsius | 20.5
2026-07-31 12:42:32 UTC | bo04_07_CH_ZUESTA | bo04 | 07_CH | ZUESTA | component | HeatDistributionController | set_cooling_temperature_for_building_in_celsius | 25
2026-07-31 12:42:32 UTC | bo04_07_CH_ZUESTA | bo04 | 07_CH | ZUESTA | component | HeatDistributionController | heating_load_of_building_in_watt | 7052.23
2026-07-31 12:42:32 UTC | bo04_07_CH_ZUESTA | bo04 | 07_CH | ZUESTA | heat_distribution | HeatDistributionSystem | absolute_conditioned_floor_area_in_m2 | 199
2026-07-31 12:42:32 UTC | bo04_07_CH_ZUESTA | bo04 | 07_CH | ZUESTA | component | SplitACController | building_name | BUI1
2026-07-31 12:42:32 UTC | bo04_07_CH_ZUESTA | bo04 | 07_CH | ZUESTA | component | SplitACController | name | SplitACController
2026-07-31 12:42:32 UTC | bo04_07_CH_ZUESTA | bo04 | 07_CH | ZUESTA | component | SplitACController | heating_set_temperature_deg_c
2026-07-31 12:42:32 UTC | bo04_07_CH_ZUESTA | bo04 | 07_CH | ZUESTA | component | SplitACController | cooling_set_temperature_deg_c | 25
2026-07-31 12:42:32 UTC | bo04_07_CH_ZUESTA | bo04 | 07_CH | ZUESTA | component | SplitACController | minimum_runtime_s | 1800
2026-07-31 12:42:32 UTC | bo04_07_CH_ZUESTA | bo04 | 07_CH | ZUESTA | component | SplitACController | minimum_idle_time_s | 900
2026-07-31 12:42:32 UTC | bo04_07_CH_ZUESTA | bo04 | 07_CH | ZUESTA | component | SplitACController | offset | 5
2026-07-31 12:42:32 UTC | bo04_07_CH_ZUESTA | bo04 | 07_CH | ZUESTA | component | SplitACController | temperature_difference_full_power_deg_c | 3
2026-07-31 12:42:32 UTC | bo04_07_CH_ZUESTA | bo04 | 07_CH | ZUESTA | component | SplitACController | minimum_modulation
2026-07-31 12:42:32 UTC | bo04_07_CH_ZUESTA | bo04 | 07_CH | ZUESTA | component | ComfortBandCoolingDemand | building_name | BUI1
2026-07-31 12:42:32 UTC | bo04_07_CH_ZUESTA | bo04 | 07_CH | ZUESTA | component | ComfortBandCoolingDemand | name | ComfortBandCoolingDemand
2026-07-31 12:42:32 UTC | bo04_07_CH_ZUESTA | bo04 | 07_CH | ZUESTA | component | ComfortBandCoolingDemand | max_cooling_power_in_watt | 1102
2026-07-31 12:42:32 UTC | bo04_07_CH_ZUESTA | bo04 | 07_CH | ZUESTA | component | ComfortBandCoolingDemand | proportional_gain_in_watt_per_kelvin | 4
2026-07-31 12:42:32 UTC | bo04_07_CH_ZUESTA | bo04 | 07_CH | ZUESTA | component | ComfortBandCoolingDemand | relaxation_factor | 0.55
2026-07-31 12:42:32 UTC | bo04_07_CH_ZUESTA | bo04 | 07_CH | ZUESTA | component | ComfortBandCoolingDemand | theoretical_blend | comfort_only
2026-07-31 12:42:32 UTC | bo04_07_CH_ZUESTA | bo04 | 07_CH | ZUESTA | component | SplitAC | building_name | BUI1
2026-07-31 12:42:32 UTC | bo04_07_CH_ZUESTA | bo04 | 07_CH | ZUESTA | component | SplitAC | name | SplitAC
2026-07-31 12:42:32 UTC | bo04_07_CH_ZUESTA | bo04 | 07_CH | ZUESTA | component | SplitAC | manufacturer | Panasonic
2026-07-31 12:42:32 UTC | bo04_07_CH_ZUESTA | bo04 | 07_CH | ZUESTA | component | SplitAC | model_name | CS-RE18JKE/CU-RE18JKE
2026-07-31 12:42:32 UTC | bo04_07_CH_ZUESTA | bo04 | 07_CH | ZUESTA | component | SplitAC | scale_factor | 0.1998
2026-07-31 12:42:32 UTC | bo04_07_CH_ZUESTA | bo04 | 07_CH | ZUESTA | component | SplitAC | investment_costs_in_euro | 1400
2026-07-31 12:42:32 UTC | bo04_07_CH_ZUESTA | bo04 | 07_CH | ZUESTA | component | SplitAC | lifetime_in_years | 12
2026-07-31 12:42:32 UTC | bo04_07_CH_ZUESTA | bo04 | 07_CH | ZUESTA | component | SplitAC | co2_emissions_kg_co2_eq | 165.8
2026-07-31 12:42:32 UTC | bo04_07_CH_ZUESTA | bo04 | 07_CH | ZUESTA | component | SplitAC | maintenance_costs_in_euro_per_year | 7
2026-07-31 12:42:32 UTC | bo04_07_CH_ZUESTA | bo04 | 07_CH | ZUESTA | component | BuildingThermalPowerSum | building_name | BUI1
2026-07-31 12:42:32 UTC | bo04_07_CH_ZUESTA | bo04 | 07_CH | ZUESTA | component | BuildingThermalPowerSum | name | BuildingThermalPowerSum
2026-07-31 12:42:32 UTC | bo04_07_CH_ZUESTA | bo04 | 07_CH | ZUESTA | component | BuildingThermalPowerSum | loadtype | LoadTypes.ANY
2026-07-31 12:42:32 UTC | bo04_07_CH_ZUESTA | bo04 | 07_CH | ZUESTA | component | BuildingThermalPowerSum | unit | Units.WATT
2026-07-31 12:42:32 UTC | bo04_07_CH_ZUESTA | bo04 | 07_CH | ZUESTA | component | HeatGeneratorTotalThermalPower | building_name | BUI1
2026-07-31 12:42:32 UTC | bo04_07_CH_ZUESTA | bo04 | 07_CH | ZUESTA | component | HeatGeneratorTotalThermalPower | name | HeatGeneratorTotalThermalPower
2026-07-31 12:42:32 UTC | bo04_07_CH_ZUESTA | bo04 | 07_CH | ZUESTA | component | HeatGeneratorTotalThermalPower | loadtype | LoadTypes.ANY
2026-07-31 12:42:32 UTC | bo04_07_CH_ZUESTA | bo04 | 07_CH | ZUESTA | component | HeatGeneratorTotalThermalPower | unit | Units.WATT
2026-07-31 12:42:32 UTC | bo04_07_CH_ZUESTA | bo04 | 07_CH | ZUESTA | component | HeatGeneratorPlantDhwThermalPower | building_name | BUI1
2026-07-31 12:42:32 UTC | bo04_07_CH_ZUESTA | bo04 | 07_CH | ZUESTA | component | HeatGeneratorPlantDhwThermalPower | name | HeatGeneratorPlantDhwThermalPower
2026-07-31 12:42:32 UTC | bo04_07_CH_ZUESTA | bo04 | 07_CH | ZUESTA | component | HeatGeneratorPlantDhwThermalPower | loadtype | LoadTypes.ANY
2026-07-31 12:42:32 UTC | bo04_07_CH_ZUESTA | bo04 | 07_CH | ZUESTA | component | HeatGeneratorPlantDhwThermalPower | unit | Units.WATT
2026-07-31 12:42:32 UTC | bo04_07_CH_ZUESTA | bo04 | 07_CH | ZUESTA | component | SolarDhwThermalPower | building_name | BUI1
2026-07-31 12:42:32 UTC | bo04_07_CH_ZUESTA | bo04 | 07_CH | ZUESTA | component | SolarDhwThermalPower | name | SolarDhwThermalPower
2026-07-31 12:42:32 UTC | bo04_07_CH_ZUESTA | bo04 | 07_CH | ZUESTA | component | SolarDhwThermalPower | value_watt
2026-07-31 12:42:32 UTC | bo04_07_CH_ZUESTA | bo04 | 07_CH | ZUESTA | component | SolarDhwThermalPower | loadtype | LoadTypes.ANY
2026-07-31 12:42:32 UTC | bo04_07_CH_ZUESTA | bo04 | 07_CH | ZUESTA | component | SolarDhwThermalPower | unit | Units.WATT
2026-07-31 12:42:32 UTC | bo04_07_CH_ZUESTA | bo04 | 07_CH | ZUESTA | thermal_storage | SimpleHotWaterStorage | volume_heating_water_storage_in_liter | 352.6
2026-07-31 12:42:32 UTC | bo04_07_CH_ZUESTA | bo04 | 07_CH | ZUESTA | component | BufferRemainingCapacity60C | building_name | BUI1
2026-07-31 12:42:32 UTC | bo04_07_CH_ZUESTA | bo04 | 07_CH | ZUESTA | component | BufferRemainingCapacity60C | name | BufferRemainingCapacity60C
2026-07-31 12:42:32 UTC | bo04_07_CH_ZUESTA | bo04 | 07_CH | ZUESTA | component | BufferRemainingCapacity60C | volume_heating_water_storage_in_liter | 352.6
2026-07-31 12:42:32 UTC | bo04_07_CH_ZUESTA | bo04 | 07_CH | ZUESTA | component | BufferRemainingCapacity60C | max_temperature_in_celsius | 6
2026-07-31 12:42:32 UTC | bo04_07_CH_ZUESTA | bo04 | 07_CH | ZUESTA | component | BufferRemainingCapacity60C | water_density_kg_per_liter | 0.992
2026-07-31 12:42:32 UTC | bo04_07_CH_ZUESTA | bo04 | 07_CH | ZUESTA | component | BufferRemainingCapacity60C | water_specific_heat_capacity_j_per_kg_per_k | 4180
2026-07-31 12:42:32 UTC | bo04_07_CH_ZUESTA | bo04 | 07_CH | ZUESTA | component | OilBoilerController | building_name | BUI1
2026-07-31 12:42:32 UTC | bo04_07_CH_ZUESTA | bo04 | 07_CH | ZUESTA | component | OilBoilerController | name | OilBoilerController
2026-07-31 12:42:32 UTC | bo04_07_CH_ZUESTA | bo04 | 07_CH | ZUESTA | component | OilBoilerController | is_modulating | true
2026-07-31 12:42:32 UTC | bo04_07_CH_ZUESTA | bo04 | 07_CH | ZUESTA | component | OilBoilerController | set_heating_threshold_outside_temperature_in_celsius | 16
2026-07-31 12:42:32 UTC | bo04_07_CH_ZUESTA | bo04 | 07_CH | ZUESTA | component | OilBoilerController | minimal_thermal_power_in_watt | 0
2026-07-31 12:42:32 UTC | bo04_07_CH_ZUESTA | bo04 | 07_CH | ZUESTA | component | OilBoilerController | maximal_thermal_power_in_watt | 4730
2026-07-31 12:42:32 UTC | bo04_07_CH_ZUESTA | bo04 | 07_CH | ZUESTA | component | OilBoilerController | set_temperature_difference_for_full_power | 5
2026-07-31 12:42:32 UTC | bo04_07_CH_ZUESTA | bo04 | 07_CH | ZUESTA | component | OilBoilerController | minimum_runtime_in_seconds | 1800
2026-07-31 12:42:32 UTC | bo04_07_CH_ZUESTA | bo04 | 07_CH | ZUESTA | component | OilBoilerController | minimum_resting_time_in_seconds | 1800
2026-07-31 12:42:32 UTC | bo04_07_CH_ZUESTA | bo04 | 07_CH | ZUESTA | component | OilBoilerController | with_domestic_hot_water_preparation | true
2026-07-31 12:42:32 UTC | bo04_07_CH_ZUESTA | bo04 | 07_CH | ZUESTA | component | OilBoilerController | secondary_mode | false
2026-07-31 12:42:32 UTC | bo04_07_CH_ZUESTA | bo04 | 07_CH | ZUESTA | component | OilBoilerController | hysteresis_water_temperature_offset | 10
2026-07-31 12:42:32 UTC | bo04_07_CH_ZUESTA | bo04 | 07_CH | ZUESTA | component | OilBoilerController | seasonal_modulation_minimum_enabled | false
2026-07-31 12:42:32 UTC | bo04_07_CH_ZUESTA | bo04 | 07_CH | ZUESTA | component | OilBoilerController | winter_modulation_minimum_thermal_power_in_watt
2026-07-31 12:42:32 UTC | bo04_07_CH_ZUESTA | bo04 | 07_CH | ZUESTA | component | OilBoilerController | summer_modulation_minimum_thermal_power_in_watt
2026-07-31 12:42:32 UTC | bo04_07_CH_ZUESTA | bo04 | 07_CH | ZUESTA | component | OilBoilerController | summer_modulation_daily_avg_outdoor_temperature_threshold_celsius | 16
2026-07-31 12:42:32 UTC | bo04_07_CH_ZUESTA | bo04 | 07_CH | ZUESTA | heat_generator | OilBoiler | minimal_thermal_power_in_watt | 0
2026-07-31 12:42:32 UTC | bo04_07_CH_ZUESTA | bo04 | 07_CH | ZUESTA | heat_generator | OilBoiler | maximal_thermal_power_in_watt | 4730
2026-07-31 12:42:32 UTC | bo04_07_CH_ZUESTA | bo04 | 07_CH | ZUESTA | heat_generator | OilBoiler | eff_th_min | 0.6
2026-07-31 12:42:32 UTC | bo04_07_CH_ZUESTA | bo04 | 07_CH | ZUESTA | heat_generator | OilBoiler | eff_th_max | 0.9
2026-07-31 12:42:32 UTC | bo04_07_CH_ZUESTA | bo04 | 07_CH | ZUESTA | heat_generator | OilBoiler | boiler_type | BoilerType.CONVENTIONAL
2026-07-31 12:42:32 UTC | bo04_07_CH_ZUESTA | bo04 | 07_CH | ZUESTA | heat_generator | OilBoiler | energy_carrier | LoadTypes.OIL
2026-07-31 12:42:32 UTC | bo04_07_CH_ZUESTA | bo04 | 07_CH | ZUESTA | component | FuelMeter | building_name | BUI1
2026-07-31 12:42:32 UTC | bo04_07_CH_ZUESTA | bo04 | 07_CH | ZUESTA | component | FuelMeter | name | FuelMeter
2026-07-31 12:42:32 UTC | bo04_07_CH_ZUESTA | bo04 | 07_CH | ZUESTA | component | FuelMeter | fuel_loadtype | LoadTypes.OIL
2026-07-31 12:42:32 UTC | bo04_07_CH_ZUESTA | bo04 | 07_CH | ZUESTA | component | FuelMeter | heating_value_of_fuel_in_kwh_per_liter | 9.822
2026-07-31 12:42:32 UTC | bo04_07_CH_ZUESTA | bo04 | 07_CH | ZUESTA | component | FuelMeter | fuel_density_in_kg_per_m3 | 83
2026-07-31 12:42:32 UTC | bo04_07_CH_ZUESTA | bo04 | 07_CH | ZUESTA | component | FlexibilityPotential | building_name | BUI1
2026-07-31 12:42:32 UTC | bo04_07_CH_ZUESTA | bo04 | 07_CH | ZUESTA | component | FlexibilityPotential | name | FlexibilityPotential
2026-07-31 12:42:32 UTC | bo04_07_CH_ZUESTA | bo04 | 07_CH | ZUESTA | component | FlexibilityPotential | fallback_heating_cop | 1
2026-07-31 12:42:32 UTC | bo04_07_CH_ZUESTA | bo04 | 07_CH | ZUESTA | component | FlexibilityPotential | fallback_cooling_eer
2026-07-31 12:42:32 UTC | bo04_07_CH_ZUESTA | bo04 | 07_CH | ZUESTA | component | BatteryStoredEnergyWh | building_name | BUI1
2026-07-31 12:42:32 UTC | bo04_07_CH_ZUESTA | bo04 | 07_CH | ZUESTA | component | BatteryStoredEnergyWh | name | BatteryStoredEnergyWh
2026-07-31 12:42:32 UTC | bo04_07_CH_ZUESTA | bo04 | 07_CH | ZUESTA | component | BatteryStoredEnergyWh | capacity_in_kwh | 12.66
2026-07-31 12:42:32 UTC | bo04_07_CH_ZUESTA | bo04 | 07_CH | ZUESTA | component | EvStoredEnergyWhSum | building_name | BUI1
2026-07-31 12:42:32 UTC | bo04_07_CH_ZUESTA | bo04 | 07_CH | ZUESTA | component | EvStoredEnergyWhSum | name | EvStoredEnergyWhSum
2026-07-31 12:42:32 UTC | bo04_07_CH_ZUESTA | bo04 | 07_CH | ZUESTA | component | EvStoredEnergyWhSum | loadtype | LoadTypes.ELECTRICITY
2026-07-31 12:42:32 UTC | bo04_07_CH_ZUESTA | bo04 | 07_CH | ZUESTA | component | EvStoredEnergyWhSum | unit | Units.WATT_HOUR
2026-07-31 12:42:32 UTC | bo04_07_CH_ZUESTA | bo04 | 07_CH | ZUESTA | component | Car_2_22kW_Charging_Power_avg_Speed_30_kmh_1 | building_name | BUI1
2026-07-31 12:42:32 UTC | bo04_07_CH_ZUESTA | bo04 | 07_CH | ZUESTA | component | Car_2_22kW_Charging_Power_avg_Speed_30_kmh_1 | name | Car_2_22kW_Charging_Power_avg_Speed_30_kmh_1
2026-07-31 12:42:32 UTC | bo04_07_CH_ZUESTA | bo04 | 07_CH | ZUESTA | component | Car_2_22kW_Charging_Power_avg_Speed_30_kmh_1 | source_weight | 1
2026-07-31 12:42:32 UTC | bo04_07_CH_ZUESTA | bo04 | 07_CH | ZUESTA | component | Car_2_22kW_Charging_Power_avg_Speed_30_kmh_1 | fuel | LoadTypes.ELECTRICITY
2026-07-31 12:42:32 UTC | bo04_07_CH_ZUESTA | bo04 | 07_CH | ZUESTA | component | Car_2_22kW_Charging_Power_avg_Speed_30_kmh_1 | consumption_per_km | 0.15
2026-07-31 12:42:32 UTC | bo04_07_CH_ZUESTA | bo04 | 07_CH | ZUESTA | component | Car_2_22kW_Charging_Power_avg_Speed_30_kmh_1 | device_co2_footprint_in_kg | 8899.4
2026-07-31 12:42:32 UTC | bo04_07_CH_ZUESTA | bo04 | 07_CH | ZUESTA | component | Car_2_22kW_Charging_Power_avg_Speed_30_kmh_1 | investment_costs_in_euro | 44498
2026-07-31 12:42:32 UTC | bo04_07_CH_ZUESTA | bo04 | 07_CH | ZUESTA | component | Car_2_22kW_Charging_Power_avg_Speed_30_kmh_1 | lifetime_in_years | 18
2026-07-31 12:42:32 UTC | bo04_07_CH_ZUESTA | bo04 | 07_CH | ZUESTA | component | Car_2_22kW_Charging_Power_avg_Speed_30_kmh_1 | maintenance_costs_in_euro_per_year | 89
2026-07-31 12:42:32 UTC | bo04_07_CH_ZUESTA | bo04 | 07_CH | ZUESTA | component | CarBattery_1 | building_name | BUI1
2026-07-31 12:42:32 UTC | bo04_07_CH_ZUESTA | bo04 | 07_CH | ZUESTA | component | CarBattery_1 | name | CarBattery_1
2026-07-31 12:42:32 UTC | bo04_07_CH_ZUESTA | bo04 | 07_CH | ZUESTA | component | CarBattery_1 | source_weight | 4
2026-07-31 12:42:32 UTC | bo04_07_CH_ZUESTA | bo04 | 07_CH | ZUESTA | component | CarBattery_1 | system_id | SG1
2026-07-31 12:42:32 UTC | bo04_07_CH_ZUESTA | bo04 | 07_CH | ZUESTA | component | CarBattery_1 | p_inv_custom | 10000
2026-07-31 12:42:32 UTC | bo04_07_CH_ZUESTA | bo04 | 07_CH | ZUESTA | component | CarBattery_1 | e_bat_custom | 30
2026-07-31 12:42:32 UTC | bo04_07_CH_ZUESTA | bo04 | 07_CH | ZUESTA | component | CarBattery_1 | charge | 0
2026-07-31 12:42:32 UTC | bo04_07_CH_ZUESTA | bo04 | 07_CH | ZUESTA | component | CarBattery_1 | discharge | 0
2026-07-31 12:42:32 UTC | bo04_07_CH_ZUESTA | bo04 | 07_CH | ZUESTA | component | L1EVChargeControl_1 | building_name | BUI1
2026-07-31 12:42:32 UTC | bo04_07_CH_ZUESTA | bo04 | 07_CH | ZUESTA | component | L1EVChargeControl_1 | name | L1EVChargeControl_1
2026-07-31 12:42:32 UTC | bo04_07_CH_ZUESTA | bo04 | 07_CH | ZUESTA | component | L1EVChargeControl_1 | source_weight | 4
2026-07-31 12:42:32 UTC | bo04_07_CH_ZUESTA | bo04 | 07_CH | ZUESTA | component | L1EVChargeControl_1 | battery_set | 0.8
2026-07-31 12:42:32 UTC | bo04_07_CH_ZUESTA | bo04 | 07_CH | ZUESTA | component | L1EVChargeControl_1 | lower_threshold_charging_power | 37
2026-07-31 12:42:32 UTC | bo04_07_CH_ZUESTA | bo04 | 07_CH | ZUESTA | component | L1EVChargeControl_1 | device_co2_footprint_in_kg | 100
2026-07-31 12:42:32 UTC | bo04_07_CH_ZUESTA | bo04 | 07_CH | ZUESTA | component | L1EVChargeControl_1 | investment_costs_in_euro | 1000
2026-07-31 12:42:32 UTC | bo04_07_CH_ZUESTA | bo04 | 07_CH | ZUESTA | component | L1EVChargeControl_1 | lifetime_in_years | 10
2026-07-31 12:42:32 UTC | bo04_07_CH_ZUESTA | bo04 | 07_CH | ZUESTA | component | L1EVChargeControl_1 | maintenance_costs_in_euro_per_year | 5
2026-07-31 12:42:32 UTC | bo04_08_CH_ZUESTA | bo04 | 08_CH | ZUESTA | simulation | SimulationParameters | year | 2050
2026-07-31 12:42:32 UTC | bo04_08_CH_ZUESTA | bo04 | 08_CH | ZUESTA | simulation | SimulationParameters | seconds_per_timestep | 9 | s
2026-07-31 12:42:32 UTC | bo04_08_CH_ZUESTA | bo04 | 08_CH | ZUESTA | simulation | SimulationParameters | country | CH
2026-07-31 12:42:32 UTC | bo04_08_CH_ZUESTA | bo04 | 08_CH | ZUESTA | cli | cli_overrides | ARCH | 08_CH
2026-07-31 12:42:32 UTC | bo04_08_CH_ZUESTA | bo04 | 08_CH | ZUESTA | cli | cli_overrides | WEATHER | ZUESTA
2026-07-31 12:42:32 UTC | bo04_08_CH_ZUESTA | bo04 | 08_CH | ZUESTA | cli | cli_overrides | TIME_HORIZON | future
2026-07-31 12:42:32 UTC | bo04_08_CH_ZUESTA | bo04 | 08_CH | ZUESTA | cli | cli_overrides | SCENARIO | none
2026-07-31 12:42:32 UTC | bo04_08_CH_ZUESTA | bo04 | 08_CH | ZUESTA | cli | cli_overrides | OCC | SIA2024
2026-07-31 12:42:32 UTC | bo04_08_CH_ZUESTA | bo04 | 08_CH | ZUESTA | cli | cli_overrides | HEATGEN_SIZING | IDEAL_LOOKUP
2026-07-31 12:42:32 UTC | bo04_08_CH_ZUESTA | bo04 | 08_CH | ZUESTA | component | EvStoredEnergyWh_1 | building_name | BUI1
2026-07-31 12:42:32 UTC | bo04_08_CH_ZUESTA | bo04 | 08_CH | ZUESTA | component | EvStoredEnergyWh_1 | name | EvStoredEnergyWh_1
2026-07-31 12:42:32 UTC | bo04_08_CH_ZUESTA | bo04 | 08_CH | ZUESTA | component | EvStoredEnergyWh_1 | capacity_in_kwh | 3
2026-07-31 12:42:32 UTC | bo04_08_CH_ZUESTA | bo04 | 08_CH | ZUESTA | internal_loads | SIA2024Occupancy | conditioned_floor_area_in_m2 | 201
2026-07-31 12:42:32 UTC | bo04_08_CH_ZUESTA | bo04 | 08_CH | ZUESTA | internal_loads | SIA2024Occupancy | appliances_load_w_per_m2 | 1
2026-07-31 12:42:32 UTC | bo04_08_CH_ZUESTA | bo04 | 08_CH | ZUESTA | internal_loads | SIA2024Occupancy | lighting_load_w_per_m2 | 3
2026-07-31 12:42:32 UTC | bo04_08_CH_ZUESTA | bo04 | 08_CH | ZUESTA | internal_loads | SIA2024Occupancy | lighting_annual_full_load_hours | 846
2026-07-31 12:42:32 UTC | bo04_08_CH_ZUESTA | bo04 | 08_CH | ZUESTA | internal_loads | SIA2024Occupancy | appliances_yearly_utilization_per_month | 0.7995
2026-07-31 12:42:32 UTC | bo04_08_CH_ZUESTA | bo04 | 08_CH | ZUESTA | weather | Weather | source_path | C:\Users\het\HiSim\hisim\inputs\weather\custom_csv\Zurich\NABZUE_2060_RCP85_DRY.csv
2026-07-31 12:42:32 UTC | bo04_08_CH_ZUESTA | bo04 | 08_CH | ZUESTA | weather | Weather | location | Zurich
2026-07-31 12:42:32 UTC | bo04_08_CH_ZUESTA | bo04 | 08_CH | ZUESTA | weather | Weather | name | Weather
2026-07-31 12:42:32 UTC | bo04_08_CH_ZUESTA | bo04 | 08_CH | ZUESTA | pv | PVSystem | power_in_watt | 12759.4
2026-07-31 12:42:32 UTC | bo04_08_CH_ZUESTA | bo04 | 08_CH | ZUESTA | pv | PVSystem | tilt | 30
2026-07-31 12:42:32 UTC | bo04_08_CH_ZUESTA | bo04 | 08_CH | ZUESTA | pv | PVSystem | azimuth | 180
2026-07-31 12:42:32 UTC | bo04_08_CH_ZUESTA | bo04 | 08_CH | ZUESTA | pv | PVSystem | location | ZUESTA
2026-07-31 12:42:32 UTC | bo04_08_CH_ZUESTA | bo04 | 08_CH | ZUESTA | component | ElectricityMeter | building_name | BUI1
2026-07-31 12:42:32 UTC | bo04_08_CH_ZUESTA | bo04 | 08_CH | ZUESTA | component | ElectricityMeter | name | ElectricityMeter
2026-07-31 12:42:32 UTC | bo04_08_CH_ZUESTA | bo04 | 08_CH | ZUESTA | component | L2EMSElectricityController | building_name | BUI1
2026-07-31 12:42:32 UTC | bo04_08_CH_ZUESTA | bo04 | 08_CH | ZUESTA | component | L2EMSElectricityController | name | L2EMSElectricityController
2026-07-31 12:42:32 UTC | bo04_08_CH_ZUESTA | bo04 | 08_CH | ZUESTA | component | L2EMSElectricityController | strategy | optimize_own_consumption
2026-07-31 12:42:32 UTC | bo04_08_CH_ZUESTA | bo04 | 08_CH | ZUESTA | component | L2EMSElectricityController | limit_to_shave | 0
2026-07-31 12:42:32 UTC | bo04_08_CH_ZUESTA | bo04 | 08_CH | ZUESTA | component | L2EMSElectricityController | building_indoor_temperature_offset_value | 2
2026-07-31 12:42:32 UTC | bo04_08_CH_ZUESTA | bo04 | 08_CH | ZUESTA | component | L2EMSElectricityController | domestic_hot_water_storage_temperature_offset_value | 10
2026-07-31 12:42:32 UTC | bo04_08_CH_ZUESTA | bo04 | 08_CH | ZUESTA | component | L2EMSElectricityController | space_heating_water_storage_temperature_offset_value | 10
2026-07-31 12:42:32 UTC | bo04_08_CH_ZUESTA | bo04 | 08_CH | ZUESTA | building | Building | building_name | 2001_2010
2026-07-31 12:42:32 UTC | bo04_08_CH_ZUESTA | bo04 | 08_CH | ZUESTA | building | Building | building_code | AT.N.SFH.07.Gen.ReEx.001.002
2026-07-31 12:42:32 UTC | bo04_08_CH_ZUESTA | bo04 | 08_CH | ZUESTA | building | Building | building_heat_capacity_class | heavy
2026-07-31 12:42:32 UTC | bo04_08_CH_ZUESTA | bo04 | 08_CH | ZUESTA | building | Building | absolute_conditioned_floor_area_in_m2 | 201
2026-07-31 12:42:32 UTC | bo04_08_CH_ZUESTA | bo04 | 08_CH | ZUESTA | building | Building | heating_reference_temperature_in_celsius | -8
2026-07-31 12:42:32 UTC | bo04_08_CH_ZUESTA | bo04 | 08_CH | ZUESTA | building | Building | floor_u_value_in_watt_per_m2_per_kelvin | 0.38
2026-07-31 12:42:32 UTC | bo04_08_CH_ZUESTA | bo04 | 08_CH | ZUESTA | building | Building | floor_area_in_m2 | 84.2
2026-07-31 12:42:32 UTC | bo04_08_CH_ZUESTA | bo04 | 08_CH | ZUESTA | building | Building | facade_u_value_in_watt_per_m2_per_kelvin | 0.3
2026-07-31 12:42:32 UTC | bo04_08_CH_ZUESTA | bo04 | 08_CH | ZUESTA | building | Building | facade_area_in_m2 | 177.6
2026-07-31 12:42:32 UTC | bo04_08_CH_ZUESTA | bo04 | 08_CH | ZUESTA | building | Building | roof_u_value_in_watt_per_m2_per_kelvin | 0.26
2026-07-31 12:42:32 UTC | bo04_08_CH_ZUESTA | bo04 | 08_CH | ZUESTA | building | Building | roof_area_in_m2 | 96.76
2026-07-31 12:42:32 UTC | bo04_08_CH_ZUESTA | bo04 | 08_CH | ZUESTA | building | Building | window_u_value_in_watt_per_m2_per_kelvin | 1.5
2026-07-31 12:42:32 UTC | bo04_08_CH_ZUESTA | bo04 | 08_CH | ZUESTA | building | Building | window_area_in_m2 | 32.16
2026-07-31 12:42:32 UTC | bo04_08_CH_ZUESTA | bo04 | 08_CH | ZUESTA | building | Building | door_u_value_in_watt_per_m2_per_kelvin
2026-07-31 12:42:32 UTC | bo04_08_CH_ZUESTA | bo04 | 08_CH | ZUESTA | building | Building | door_area_in_m2
2026-07-31 12:42:32 UTC | bo04_08_CH_ZUESTA | bo04 | 08_CH | ZUESTA | building | Building | set_heating_temperature_in_celsius | 20.5
2026-07-31 12:42:32 UTC | bo04_08_CH_ZUESTA | bo04 | 08_CH | ZUESTA | building | Building | set_cooling_temperature_in_celsius | 25
2026-07-31 12:42:32 UTC | bo04_08_CH_ZUESTA | bo04 | 08_CH | ZUESTA | building | Building | natural_ventilation_m3_per_h_per_person | 29
2026-07-31 12:42:32 UTC | bo04_08_CH_ZUESTA | bo04 | 08_CH | ZUESTA | building | Building | sia_natural_ventilation_m3_per_h_per_m2 | 0.6
2026-07-31 12:42:32 UTC | bo04_08_CH_ZUESTA | bo04 | 08_CH | ZUESTA | building | Building | swiss_infiltration_rate_per_h | 0.15
2026-07-31 12:42:32 UTC | bo04_08_CH_ZUESTA | bo04 | 08_CH | ZUESTA | building | Building | heating_demand_mode | iso13790
2026-07-31 12:42:32 UTC | bo04_08_CH_ZUESTA | bo04 | 08_CH | ZUESTA | building | Building | operative_heating_proportional_band_in_celsius | 1
2026-07-31 12:42:32 UTC | bo04_08_CH_ZUESTA | bo04 | 08_CH | ZUESTA | building | Building | operative_heating_proportional_gain | 1
2026-07-31 12:42:32 UTC | bo04_08_CH_ZUESTA | bo04 | 08_CH | ZUESTA | building | Building | control_comfort_lower_bound_shift_in_celsius
2026-07-31 12:42:32 UTC | bo04_08_CH_ZUESTA | bo04 | 08_CH | ZUESTA | building | Building | comfort_aware_seasonal_heating_gate | true
2026-07-31 12:42:32 UTC | bo04_08_CH_ZUESTA | bo04 | 08_CH | ZUESTA | component | StrictComfortDemandController | building_name | BUI1
2026-07-31 12:42:32 UTC | bo04_08_CH_ZUESTA | bo04 | 08_CH | ZUESTA | component | StrictComfortDemandController | name | StrictComfortDemandController
2026-07-31 12:42:32 UTC | bo04_08_CH_ZUESTA | bo04 | 08_CH | ZUESTA | component | StrictComfortDemandController | temperature_air_heating_in_celsius | 20.5
2026-07-31 12:42:32 UTC | bo04_08_CH_ZUESTA | bo04 | 08_CH | ZUESTA | component | StrictComfortDemandController | temperature_air_cooling_in_celsius | 24
2026-07-31 12:42:32 UTC | bo04_08_CH_ZUESTA | bo04 | 08_CH | ZUESTA | component | StrictComfortDemandController | offset | 0.5
2026-07-31 12:42:32 UTC | bo04_08_CH_ZUESTA | bo04 | 08_CH | ZUESTA | component | StrictComfortDemandController | mode | 2
2026-07-31 12:42:32 UTC | bo04_08_CH_ZUESTA | bo04 | 08_CH | ZUESTA | component | StrictComfortDemandController | use_adaptive_comfort_band | true
2026-07-31 12:42:32 UTC | bo04_08_CH_ZUESTA | bo04 | 08_CH | ZUESTA | component | StrictComfortDemandController | control_strategy | strict_comfort_band_v1
2026-07-31 12:42:32 UTC | bo04_08_CH_ZUESTA | bo04 | 08_CH | ZUESTA | component | StrictComfortDemandController | comfort_band_inner_offset_in_celsius | 0.5
2026-07-31 12:42:32 UTC | bo04_08_CH_ZUESTA | bo04 | 08_CH | ZUESTA | component | StrictComfortDemandController | comfort_band_inner_offset_lower_in_celsius | 1
2026-07-31 12:42:32 UTC | bo04_08_CH_ZUESTA | bo04 | 08_CH | ZUESTA | component | StrictComfortDemandController | comfort_band_inner_offset_upper_in_celsius | 0.5
2026-07-31 12:42:32 UTC | bo04_08_CH_ZUESTA | bo04 | 08_CH | ZUESTA | component | StrictComfortDemandController | heating_disabled_above_running_mean_outdoor_temperature_in_celsius | 18
2026-07-31 12:42:32 UTC | bo04_08_CH_ZUESTA | bo04 | 08_CH | ZUESTA | component | StrictComfortDemandController | cooling_enabled_above_running_mean_outdoor_temperature_in_celsius | 22
2026-07-31 12:42:32 UTC | bo04_08_CH_ZUESTA | bo04 | 08_CH | ZUESTA | component | ComfortBandHeatingDemand | building_name | BUI1
2026-07-31 12:42:32 UTC | bo04_08_CH_ZUESTA | bo04 | 08_CH | ZUESTA | component | ComfortBandHeatingDemand | name | ComfortBandHeatingDemand
2026-07-31 12:42:32 UTC | bo04_08_CH_ZUESTA | bo04 | 08_CH | ZUESTA | component | ComfortBandHeatingDemand | max_heating_power_in_watt | 5754.87
2026-07-31 12:42:32 UTC | bo04_08_CH_ZUESTA | bo04 | 08_CH | ZUESTA | component | ComfortBandHeatingDemand | proportional_gain_in_watt_per_kelvin | 11509.7
2026-07-31 12:42:32 UTC | bo04_08_CH_ZUESTA | bo04 | 08_CH | ZUESTA | component | StrictComfortSetpointModifier | building_name | BUI1
2026-07-31 12:42:32 UTC | bo04_08_CH_ZUESTA | bo04 | 08_CH | ZUESTA | component | StrictComfortSetpointModifier | name | StrictComfortSetpointModifier
2026-07-31 12:42:32 UTC | bo04_08_CH_ZUESTA | bo04 | 08_CH | ZUESTA | component | StrictComfortSetpointModifier | base_heating_setpoint_in_celsius | 20.5
2026-07-31 12:42:32 UTC | bo04_08_CH_ZUESTA | bo04 | 08_CH | ZUESTA | component | StrictComfortSetpointModifier | recovery_gain | 5
2026-07-31 12:42:32 UTC | bo04_08_CH_ZUESTA | bo04 | 08_CH | ZUESTA | component | StrictComfortSetpointModifier | max_recovery_boost_in_celsius | 5
2026-07-31 12:42:32 UTC | bo04_08_CH_ZUESTA | bo04 | 08_CH | ZUESTA | component | StrictComfortSetpointModifier | clamp_min_modifier_in_celsius
2026-07-31 12:42:32 UTC | bo04_08_CH_ZUESTA | bo04 | 08_CH | ZUESTA | component | StrictComfortSetpointModifier | clamp_max_modifier_in_celsius | 15
2026-07-31 12:42:32 UTC | bo04_08_CH_ZUESTA | bo04 | 08_CH | ZUESTA | component | HeatDistributionController | building_name | BUI1
2026-07-31 12:42:32 UTC | bo04_08_CH_ZUESTA | bo04 | 08_CH | ZUESTA | component | HeatDistributionController | name | HeatDistributionController
2026-07-31 12:42:32 UTC | bo04_08_CH_ZUESTA | bo04 | 08_CH | ZUESTA | component | HeatDistributionController | heating_system | HeatDistributionSystemType.FLOORHEATING
2026-07-31 12:42:32 UTC | bo04_08_CH_ZUESTA | bo04 | 08_CH | ZUESTA | component | HeatDistributionController | set_heating_threshold_outside_temperature_in_celsius | 16
2026-07-31 12:42:32 UTC | bo04_08_CH_ZUESTA | bo04 | 08_CH | ZUESTA | component | HeatDistributionController | heating_reference_temperature_in_celsius | -8
2026-07-31 12:42:32 UTC | bo04_08_CH_ZUESTA | bo04 | 08_CH | ZUESTA | component | HeatDistributionController | set_heating_temperature_for_building_in_celsius | 20.5
2026-07-31 12:42:32 UTC | bo04_08_CH_ZUESTA | bo04 | 08_CH | ZUESTA | component | HeatDistributionController | set_cooling_temperature_for_building_in_celsius | 25
2026-07-31 12:42:32 UTC | bo04_08_CH_ZUESTA | bo04 | 08_CH | ZUESTA | component | HeatDistributionController | heating_load_of_building_in_watt | 5754.87
2026-07-31 12:42:32 UTC | bo04_08_CH_ZUESTA | bo04 | 08_CH | ZUESTA | heat_distribution | HeatDistributionSystem | absolute_conditioned_floor_area_in_m2 | 201
2026-07-31 12:42:32 UTC | bo04_08_CH_ZUESTA | bo04 | 08_CH | ZUESTA | component | SplitACController | building_name | BUI1
2026-07-31 12:42:32 UTC | bo04_08_CH_ZUESTA | bo04 | 08_CH | ZUESTA | component | SplitACController | name | SplitACController
2026-07-31 12:42:32 UTC | bo04_08_CH_ZUESTA | bo04 | 08_CH | ZUESTA | component | SplitACController | heating_set_temperature_deg_c
2026-07-31 12:42:32 UTC | bo04_08_CH_ZUESTA | bo04 | 08_CH | ZUESTA | component | SplitACController | cooling_set_temperature_deg_c | 25
2026-07-31 12:42:32 UTC | bo04_08_CH_ZUESTA | bo04 | 08_CH | ZUESTA | component | SplitACController | minimum_runtime_s | 1800
2026-07-31 12:42:32 UTC | bo04_08_CH_ZUESTA | bo04 | 08_CH | ZUESTA | component | SplitACController | minimum_idle_time_s | 900
2026-07-31 12:42:32 UTC | bo04_08_CH_ZUESTA | bo04 | 08_CH | ZUESTA | component | SplitACController | offset | 5
2026-07-31 12:42:32 UTC | bo04_08_CH_ZUESTA | bo04 | 08_CH | ZUESTA | component | SplitACController | temperature_difference_full_power_deg_c | 3
2026-07-31 12:42:32 UTC | bo04_08_CH_ZUESTA | bo04 | 08_CH | ZUESTA | component | SplitACController | minimum_modulation
2026-07-31 12:42:32 UTC | bo04_08_CH_ZUESTA | bo04 | 08_CH | ZUESTA | component | ComfortBandCoolingDemand | building_name | BUI1
2026-07-31 12:42:32 UTC | bo04_08_CH_ZUESTA | bo04 | 08_CH | ZUESTA | component | ComfortBandCoolingDemand | name | ComfortBandCoolingDemand
2026-07-31 12:42:32 UTC | bo04_08_CH_ZUESTA | bo04 | 08_CH | ZUESTA | component | ComfortBandCoolingDemand | max_cooling_power_in_watt | 95
2026-07-31 12:42:32 UTC | bo04_08_CH_ZUESTA | bo04 | 08_CH | ZUESTA | component | ComfortBandCoolingDemand | proportional_gain_in_watt_per_kelvin | 4
2026-07-31 12:42:32 UTC | bo04_08_CH_ZUESTA | bo04 | 08_CH | ZUESTA | component | ComfortBandCoolingDemand | relaxation_factor | 0.55
2026-07-31 12:42:32 UTC | bo04_08_CH_ZUESTA | bo04 | 08_CH | ZUESTA | component | ComfortBandCoolingDemand | theoretical_blend | comfort_only
2026-07-31 12:42:32 UTC | bo04_08_CH_ZUESTA | bo04 | 08_CH | ZUESTA | component | SplitAC | building_name | BUI1
2026-07-31 12:42:32 UTC | bo04_08_CH_ZUESTA | bo04 | 08_CH | ZUESTA | component | SplitAC | name | SplitAC
2026-07-31 12:42:32 UTC | bo04_08_CH_ZUESTA | bo04 | 08_CH | ZUESTA | component | SplitAC | manufacturer | Panasonic
2026-07-31 12:42:32 UTC | bo04_08_CH_ZUESTA | bo04 | 08_CH | ZUESTA | component | SplitAC | model_name | CS-RE18JKE/CU-RE18JKE
2026-07-31 12:42:32 UTC | bo04_08_CH_ZUESTA | bo04 | 08_CH | ZUESTA | component | SplitAC | scale_factor | 0.2156
2026-07-31 12:42:32 UTC | bo04_08_CH_ZUESTA | bo04 | 08_CH | ZUESTA | component | SplitAC | investment_costs_in_euro | 4527.92
2026-07-31 12:42:32 UTC | bo04_08_CH_ZUESTA | bo04 | 08_CH | ZUESTA | component | SplitAC | lifetime_in_years | 12
2026-07-31 12:42:32 UTC | bo04_08_CH_ZUESTA | bo04 | 08_CH | ZUESTA | component | SplitAC | co2_emissions_kg_co2_eq | 165.8
2026-07-31 12:42:32 UTC | bo04_08_CH_ZUESTA | bo04 | 08_CH | ZUESTA | component | SplitAC | maintenance_costs_in_euro_per_year | 226.4
2026-07-31 12:42:32 UTC | bo04_08_CH_ZUESTA | bo04 | 08_CH | ZUESTA | component | BuildingThermalPowerSum | building_name | BUI1
2026-07-31 12:42:32 UTC | bo04_08_CH_ZUESTA | bo04 | 08_CH | ZUESTA | component | BuildingThermalPowerSum | name | BuildingThermalPowerSum
2026-07-31 12:42:32 UTC | bo04_08_CH_ZUESTA | bo04 | 08_CH | ZUESTA | component | BuildingThermalPowerSum | loadtype | LoadTypes.ANY
2026-07-31 12:42:32 UTC | bo04_08_CH_ZUESTA | bo04 | 08_CH | ZUESTA | component | BuildingThermalPowerSum | unit | Units.WATT
2026-07-31 12:42:32 UTC | bo04_08_CH_ZUESTA | bo04 | 08_CH | ZUESTA | component | HeatGeneratorTotalThermalPower | building_name | BUI1
2026-07-31 12:42:32 UTC | bo04_08_CH_ZUESTA | bo04 | 08_CH | ZUESTA | component | HeatGeneratorTotalThermalPower | name | HeatGeneratorTotalThermalPower
2026-07-31 12:42:32 UTC | bo04_08_CH_ZUESTA | bo04 | 08_CH | ZUESTA | component | HeatGeneratorTotalThermalPower | loadtype | LoadTypes.ANY
2026-07-31 12:42:32 UTC | bo04_08_CH_ZUESTA | bo04 | 08_CH | ZUESTA | component | HeatGeneratorTotalThermalPower | unit | Units.WATT
2026-07-31 12:42:32 UTC | bo04_08_CH_ZUESTA | bo04 | 08_CH | ZUESTA | component | HeatGeneratorPlantDhwThermalPower | building_name | BUI1
2026-07-31 12:42:32 UTC | bo04_08_CH_ZUESTA | bo04 | 08_CH | ZUESTA | component | HeatGeneratorPlantDhwThermalPower | name | HeatGeneratorPlantDhwThermalPower
2026-07-31 12:42:32 UTC | bo04_08_CH_ZUESTA | bo04 | 08_CH | ZUESTA | component | HeatGeneratorPlantDhwThermalPower | loadtype | LoadTypes.ANY
2026-07-31 12:42:32 UTC | bo04_08_CH_ZUESTA | bo04 | 08_CH | ZUESTA | component | HeatGeneratorPlantDhwThermalPower | unit | Units.WATT
2026-07-31 12:42:32 UTC | bo04_08_CH_ZUESTA | bo04 | 08_CH | ZUESTA | component | SolarDhwThermalPower | building_name | BUI1
2026-07-31 12:42:32 UTC | bo04_08_CH_ZUESTA | bo04 | 08_CH | ZUESTA | component | SolarDhwThermalPower | name | SolarDhwThermalPower
2026-07-31 12:42:32 UTC | bo04_08_CH_ZUESTA | bo04 | 08_CH | ZUESTA | component | SolarDhwThermalPower | value_watt
2026-07-31 12:42:32 UTC | bo04_08_CH_ZUESTA | bo04 | 08_CH | ZUESTA | component | SolarDhwThermalPower | loadtype | LoadTypes.ANY
2026-07-31 12:42:32 UTC | bo04_08_CH_ZUESTA | bo04 | 08_CH | ZUESTA | component | SolarDhwThermalPower | unit | Units.WATT
2026-07-31 12:42:32 UTC | bo04_08_CH_ZUESTA | bo04 | 08_CH | ZUESTA | thermal_storage | SimpleHotWaterStorage | volume_heating_water_storage_in_liter | 287.7
2026-07-31 12:42:32 UTC | bo04_08_CH_ZUESTA | bo04 | 08_CH | ZUESTA | component | BufferRemainingCapacity60C | building_name | BUI1
2026-07-31 12:42:32 UTC | bo04_08_CH_ZUESTA | bo04 | 08_CH | ZUESTA | component | BufferRemainingCapacity60C | name | BufferRemainingCapacity60C
2026-07-31 12:42:32 UTC | bo04_08_CH_ZUESTA | bo04 | 08_CH | ZUESTA | component | BufferRemainingCapacity60C | volume_heating_water_storage_in_liter | 287.7
2026-07-31 12:42:32 UTC | bo04_08_CH_ZUESTA | bo04 | 08_CH | ZUESTA | component | BufferRemainingCapacity60C | max_temperature_in_celsius | 6
2026-07-31 12:42:32 UTC | bo04_08_CH_ZUESTA | bo04 | 08_CH | ZUESTA | component | BufferRemainingCapacity60C | water_density_kg_per_liter | 0.992
2026-07-31 12:42:32 UTC | bo04_08_CH_ZUESTA | bo04 | 08_CH | ZUESTA | component | BufferRemainingCapacity60C | water_specific_heat_capacity_j_per_kg_per_k | 4180
2026-07-31 12:42:32 UTC | bo04_08_CH_ZUESTA | bo04 | 08_CH | ZUESTA | component | OilBoilerController | building_name | BUI1
2026-07-31 12:42:32 UTC | bo04_08_CH_ZUESTA | bo04 | 08_CH | ZUESTA | component | OilBoilerController | name | OilBoilerController
2026-07-31 12:42:32 UTC | bo04_08_CH_ZUESTA | bo04 | 08_CH | ZUESTA | component | OilBoilerController | is_modulating | true
2026-07-31 12:42:32 UTC | bo04_08_CH_ZUESTA | bo04 | 08_CH | ZUESTA | component | OilBoilerController | set_heating_threshold_outside_temperature_in_celsius | 16
2026-07-31 12:42:32 UTC | bo04_08_CH_ZUESTA | bo04 | 08_CH | ZUESTA | component | OilBoilerController | minimal_thermal_power_in_watt | 0
2026-07-31 12:42:32 UTC | bo04_08_CH_ZUESTA | bo04 | 08_CH | ZUESTA | component | OilBoilerController | maximal_thermal_power_in_watt | 4100
2026-07-31 12:42:32 UTC | bo04_08_CH_ZUESTA | bo04 | 08_CH | ZUESTA | component | OilBoilerController | set_temperature_difference_for_full_power | 5
2026-07-31 12:42:32 UTC | bo04_08_CH_ZUESTA | bo04 | 08_CH | ZUESTA | component | OilBoilerController | minimum_runtime_in_seconds | 1800
2026-07-31 12:42:32 UTC | bo04_08_CH_ZUESTA | bo04 | 08_CH | ZUESTA | component | OilBoilerController | minimum_resting_time_in_seconds | 1800
2026-07-31 12:42:32 UTC | bo04_08_CH_ZUESTA | bo04 | 08_CH | ZUESTA | component | OilBoilerController | with_domestic_hot_water_preparation | true
2026-07-31 12:42:32 UTC | bo04_08_CH_ZUESTA | bo04 | 08_CH | ZUESTA | component | OilBoilerController | secondary_mode | false
2026-07-31 12:42:32 UTC | bo04_08_CH_ZUESTA | bo04 | 08_CH | ZUESTA | component | OilBoilerController | hysteresis_water_temperature_offset | 10
2026-07-31 12:42:32 UTC | bo04_08_CH_ZUESTA | bo04 | 08_CH | ZUESTA | component | OilBoilerController | seasonal_modulation_minimum_enabled | false
2026-07-31 12:42:32 UTC | bo04_08_CH_ZUESTA | bo04 | 08_CH | ZUESTA | component | OilBoilerController | winter_modulation_minimum_thermal_power_in_watt
2026-07-31 12:42:32 UTC | bo04_08_CH_ZUESTA | bo04 | 08_CH | ZUESTA | component | OilBoilerController | summer_modulation_minimum_thermal_power_in_watt
2026-07-31 12:42:32 UTC | bo04_08_CH_ZUESTA | bo04 | 08_CH | ZUESTA | component | OilBoilerController | summer_modulation_daily_avg_outdoor_temperature_threshold_celsius | 16
2026-07-31 12:42:32 UTC | bo04_08_CH_ZUESTA | bo04 | 08_CH | ZUESTA | heat_generator | OilBoiler | minimal_thermal_power_in_watt | 0
2026-07-31 12:42:32 UTC | bo04_08_CH_ZUESTA | bo04 | 08_CH | ZUESTA | heat_generator | OilBoiler | maximal_thermal_power_in_watt | 4100
2026-07-31 12:42:32 UTC | bo04_08_CH_ZUESTA | bo04 | 08_CH | ZUESTA | heat_generator | OilBoiler | eff_th_min | 0.6
2026-07-31 12:42:32 UTC | bo04_08_CH_ZUESTA | bo04 | 08_CH | ZUESTA | heat_generator | OilBoiler | eff_th_max | 0.9
2026-07-31 12:42:32 UTC | bo04_08_CH_ZUESTA | bo04 | 08_CH | ZUESTA | heat_generator | OilBoiler | boiler_type | BoilerType.CONVENTIONAL
2026-07-31 12:42:32 UTC | bo04_08_CH_ZUESTA | bo04 | 08_CH | ZUESTA | heat_generator | OilBoiler | energy_carrier | LoadTypes.OIL
2026-07-31 12:42:32 UTC | bo04_08_CH_ZUESTA | bo04 | 08_CH | ZUESTA | component | FuelMeter | building_name | BUI1
2026-07-31 12:42:32 UTC | bo04_08_CH_ZUESTA | bo04 | 08_CH | ZUESTA | component | FuelMeter | name | FuelMeter
2026-07-31 12:42:32 UTC | bo04_08_CH_ZUESTA | bo04 | 08_CH | ZUESTA | component | FuelMeter | fuel_loadtype | LoadTypes.OIL
2026-07-31 12:42:32 UTC | bo04_08_CH_ZUESTA | bo04 | 08_CH | ZUESTA | component | FuelMeter | heating_value_of_fuel_in_kwh_per_liter | 9.822
2026-07-31 12:42:32 UTC | bo04_08_CH_ZUESTA | bo04 | 08_CH | ZUESTA | component | FuelMeter | fuel_density_in_kg_per_m3 | 83
2026-07-31 12:42:32 UTC | bo04_08_CH_ZUESTA | bo04 | 08_CH | ZUESTA | component | FlexibilityPotential | building_name | BUI1
2026-07-31 12:42:32 UTC | bo04_08_CH_ZUESTA | bo04 | 08_CH | ZUESTA | component | FlexibilityPotential | name | FlexibilityPotential
2026-07-31 12:42:32 UTC | bo04_08_CH_ZUESTA | bo04 | 08_CH | ZUESTA | component | FlexibilityPotential | fallback_heating_cop | 1
2026-07-31 12:42:32 UTC | bo04_08_CH_ZUESTA | bo04 | 08_CH | ZUESTA | component | FlexibilityPotential | fallback_cooling_eer
2026-07-31 12:42:32 UTC | bo04_08_CH_ZUESTA | bo04 | 08_CH | ZUESTA | component | BatteryStoredEnergyWh | building_name | BUI1
2026-07-31 12:42:32 UTC | bo04_08_CH_ZUESTA | bo04 | 08_CH | ZUESTA | component | BatteryStoredEnergyWh | name | BatteryStoredEnergyWh
2026-07-31 12:42:32 UTC | bo04_08_CH_ZUESTA | bo04 | 08_CH | ZUESTA | component | BatteryStoredEnergyWh | capacity_in_kwh | 12.76
2026-07-31 12:42:32 UTC | bo04_08_CH_ZUESTA | bo04 | 08_CH | ZUESTA | component | EvStoredEnergyWhSum | building_name | BUI1
2026-07-31 12:42:32 UTC | bo04_08_CH_ZUESTA | bo04 | 08_CH | ZUESTA | component | EvStoredEnergyWhSum | name | EvStoredEnergyWhSum
2026-07-31 12:42:32 UTC | bo04_08_CH_ZUESTA | bo04 | 08_CH | ZUESTA | component | EvStoredEnergyWhSum | loadtype | LoadTypes.ELECTRICITY
2026-07-31 12:42:32 UTC | bo04_08_CH_ZUESTA | bo04 | 08_CH | ZUESTA | component | EvStoredEnergyWhSum | unit | Units.WATT_HOUR
2026-07-31 12:42:32 UTC | bo04_08_CH_ZUESTA | bo04 | 08_CH | ZUESTA | component | Car_2_22kW_Charging_Power_avg_Speed_30_kmh_1 | building_name | BUI1
2026-07-31 12:42:32 UTC | bo04_08_CH_ZUESTA | bo04 | 08_CH | ZUESTA | component | Car_2_22kW_Charging_Power_avg_Speed_30_kmh_1 | name | Car_2_22kW_Charging_Power_avg_Speed_30_kmh_1
2026-07-31 12:42:32 UTC | bo04_08_CH_ZUESTA | bo04 | 08_CH | ZUESTA | component | Car_2_22kW_Charging_Power_avg_Speed_30_kmh_1 | source_weight | 1
2026-07-31 12:42:32 UTC | bo04_08_CH_ZUESTA | bo04 | 08_CH | ZUESTA | component | Car_2_22kW_Charging_Power_avg_Speed_30_kmh_1 | fuel | LoadTypes.ELECTRICITY
2026-07-31 12:42:32 UTC | bo04_08_CH_ZUESTA | bo04 | 08_CH | ZUESTA | component | Car_2_22kW_Charging_Power_avg_Speed_30_kmh_1 | consumption_per_km | 0.15
2026-07-31 12:42:32 UTC | bo04_08_CH_ZUESTA | bo04 | 08_CH | ZUESTA | component | Car_2_22kW_Charging_Power_avg_Speed_30_kmh_1 | device_co2_footprint_in_kg | 8899.4
2026-07-31 12:42:32 UTC | bo04_08_CH_ZUESTA | bo04 | 08_CH | ZUESTA | component | Car_2_22kW_Charging_Power_avg_Speed_30_kmh_1 | investment_costs_in_euro | 44498
2026-07-31 12:42:32 UTC | bo04_08_CH_ZUESTA | bo04 | 08_CH | ZUESTA | component | Car_2_22kW_Charging_Power_avg_Speed_30_kmh_1 | lifetime_in_years | 18
2026-07-31 12:42:32 UTC | bo04_08_CH_ZUESTA | bo04 | 08_CH | ZUESTA | component | Car_2_22kW_Charging_Power_avg_Speed_30_kmh_1 | maintenance_costs_in_euro_per_year | 89
2026-07-31 12:42:32 UTC | bo04_08_CH_ZUESTA | bo04 | 08_CH | ZUESTA | component | CarBattery_1 | building_name | BUI1
2026-07-31 12:42:32 UTC | bo04_08_CH_ZUESTA | bo04 | 08_CH | ZUESTA | component | CarBattery_1 | name | CarBattery_1
2026-07-31 12:42:32 UTC | bo04_08_CH_ZUESTA | bo04 | 08_CH | ZUESTA | component | CarBattery_1 | source_weight | 4
2026-07-31 12:42:32 UTC | bo04_08_CH_ZUESTA | bo04 | 08_CH | ZUESTA | component | CarBattery_1 | system_id | SG1
2026-07-31 12:42:32 UTC | bo04_08_CH_ZUESTA | bo04 | 08_CH | ZUESTA | component | CarBattery_1 | p_inv_custom | 10000
2026-07-31 12:42:32 UTC | bo04_08_CH_ZUESTA | bo04 | 08_CH | ZUESTA | component | CarBattery_1 | e_bat_custom | 30
2026-07-31 12:42:32 UTC | bo04_08_CH_ZUESTA | bo04 | 08_CH | ZUESTA | component | CarBattery_1 | charge | 0
2026-07-31 12:42:32 UTC | bo04_08_CH_ZUESTA | bo04 | 08_CH | ZUESTA | component | CarBattery_1 | discharge | 0
2026-07-31 12:42:32 UTC | bo04_08_CH_ZUESTA | bo04 | 08_CH | ZUESTA | component | L1EVChargeControl_1 | building_name | BUI1
2026-07-31 12:42:32 UTC | bo04_08_CH_ZUESTA | bo04 | 08_CH | ZUESTA | component | L1EVChargeControl_1 | name | L1EVChargeControl_1
2026-07-31 12:42:32 UTC | bo04_08_CH_ZUESTA | bo04 | 08_CH | ZUESTA | component | L1EVChargeControl_1 | source_weight | 4
2026-07-31 12:42:32 UTC | bo04_08_CH_ZUESTA | bo04 | 08_CH | ZUESTA | component | L1EVChargeControl_1 | battery_set | 0.8
2026-07-31 12:42:32 UTC | bo04_08_CH_ZUESTA | bo04 | 08_CH | ZUESTA | component | L1EVChargeControl_1 | lower_threshold_charging_power | 37
2026-07-31 12:42:32 UTC | bo04_08_CH_ZUESTA | bo04 | 08_CH | ZUESTA | component | L1EVChargeControl_1 | device_co2_footprint_in_kg | 100
2026-07-31 12:42:32 UTC | bo04_08_CH_ZUESTA | bo04 | 08_CH | ZUESTA | component | L1EVChargeControl_1 | investment_costs_in_euro | 1000
2026-07-31 12:42:32 UTC | bo04_08_CH_ZUESTA | bo04 | 08_CH | ZUESTA | component | L1EVChargeControl_1 | lifetime_in_years | 10
2026-07-31 12:42:32 UTC | bo04_08_CH_ZUESTA | bo04 | 08_CH | ZUESTA | component | L1EVChargeControl_1 | maintenance_costs_in_euro_per_year | 5
2026-07-31 12:42:32 UTC | bo04_09_CH_ZUESTA | bo04 | 09_CH | ZUESTA | simulation | SimulationParameters | year | 2050
2026-07-31 12:42:32 UTC | bo04_09_CH_ZUESTA | bo04 | 09_CH | ZUESTA | simulation | SimulationParameters | seconds_per_timestep | 9 | s
2026-07-31 12:42:32 UTC | bo04_09_CH_ZUESTA | bo04 | 09_CH | ZUESTA | simulation | SimulationParameters | country | CH
2026-07-31 12:42:32 UTC | bo04_09_CH_ZUESTA | bo04 | 09_CH | ZUESTA | cli | cli_overrides | ARCH | 09_CH
2026-07-31 12:42:32 UTC | bo04_09_CH_ZUESTA | bo04 | 09_CH | ZUESTA | cli | cli_overrides | WEATHER | ZUESTA
2026-07-31 12:42:32 UTC | bo04_09_CH_ZUESTA | bo04 | 09_CH | ZUESTA | cli | cli_overrides | TIME_HORIZON | future
2026-07-31 12:42:32 UTC | bo04_09_CH_ZUESTA | bo04 | 09_CH | ZUESTA | cli | cli_overrides | SCENARIO | none
2026-07-31 12:42:32 UTC | bo04_09_CH_ZUESTA | bo04 | 09_CH | ZUESTA | cli | cli_overrides | OCC | SIA2024
2026-07-31 12:42:32 UTC | bo04_09_CH_ZUESTA | bo04 | 09_CH | ZUESTA | cli | cli_overrides | HEATGEN_SIZING | IDEAL_LOOKUP
2026-07-31 12:42:32 UTC | bo04_09_CH_ZUESTA | bo04 | 09_CH | ZUESTA | component | EvStoredEnergyWh_1 | building_name | BUI1
2026-07-31 12:42:32 UTC | bo04_09_CH_ZUESTA | bo04 | 09_CH | ZUESTA | component | EvStoredEnergyWh_1 | name | EvStoredEnergyWh_1
2026-07-31 12:42:32 UTC | bo04_09_CH_ZUESTA | bo04 | 09_CH | ZUESTA | component | EvStoredEnergyWh_1 | capacity_in_kwh | 3
2026-07-31 12:42:32 UTC | bo04_09_CH_ZUESTA | bo04 | 09_CH | ZUESTA | internal_loads | SIA2024Occupancy | conditioned_floor_area_in_m2 | 206
2026-07-31 12:42:32 UTC | bo04_09_CH_ZUESTA | bo04 | 09_CH | ZUESTA | internal_loads | SIA2024Occupancy | appliances_load_w_per_m2 | 1
2026-07-31 12:42:32 UTC | bo04_09_CH_ZUESTA | bo04 | 09_CH | ZUESTA | internal_loads | SIA2024Occupancy | lighting_load_w_per_m2 | 3
2026-07-31 12:42:32 UTC | bo04_09_CH_ZUESTA | bo04 | 09_CH | ZUESTA | internal_loads | SIA2024Occupancy | lighting_annual_full_load_hours | 846
2026-07-31 12:42:32 UTC | bo04_09_CH_ZUESTA | bo04 | 09_CH | ZUESTA | internal_loads | SIA2024Occupancy | appliances_yearly_utilization_per_month | 0.7995
2026-07-31 12:42:32 UTC | bo04_09_CH_ZUESTA | bo04 | 09_CH | ZUESTA | weather | Weather | source_path | C:\Users\het\HiSim\hisim\inputs\weather\custom_csv\Zurich\NABZUE_2060_RCP85_DRY.csv
2026-07-31 12:42:32 UTC | bo04_09_CH_ZUESTA | bo04 | 09_CH | ZUESTA | weather | Weather | location | Zurich
2026-07-31 12:42:32 UTC | bo04_09_CH_ZUESTA | bo04 | 09_CH | ZUESTA | weather | Weather | name | Weather
2026-07-31 12:42:32 UTC | bo04_09_CH_ZUESTA | bo04 | 09_CH | ZUESTA | pv | PVSystem | power_in_watt | 13226.2
2026-07-31 12:42:32 UTC | bo04_09_CH_ZUESTA | bo04 | 09_CH | ZUESTA | pv | PVSystem | tilt | 30
2026-07-31 12:42:32 UTC | bo04_09_CH_ZUESTA | bo04 | 09_CH | ZUESTA | pv | PVSystem | azimuth | 180
2026-07-31 12:42:32 UTC | bo04_09_CH_ZUESTA | bo04 | 09_CH | ZUESTA | pv | PVSystem | location | ZUESTA
2026-07-31 12:42:32 UTC | bo04_09_CH_ZUESTA | bo04 | 09_CH | ZUESTA | component | ElectricityMeter | building_name | BUI1
2026-07-31 12:42:32 UTC | bo04_09_CH_ZUESTA | bo04 | 09_CH | ZUESTA | component | ElectricityMeter | name | ElectricityMeter
2026-07-31 12:42:32 UTC | bo04_09_CH_ZUESTA | bo04 | 09_CH | ZUESTA | component | L2EMSElectricityController | building_name | BUI1
2026-07-31 12:42:32 UTC | bo04_09_CH_ZUESTA | bo04 | 09_CH | ZUESTA | component | L2EMSElectricityController | name | L2EMSElectricityController
2026-07-31 12:42:32 UTC | bo04_09_CH_ZUESTA | bo04 | 09_CH | ZUESTA | component | L2EMSElectricityController | strategy | optimize_own_consumption
2026-07-31 12:42:32 UTC | bo04_09_CH_ZUESTA | bo04 | 09_CH | ZUESTA | component | L2EMSElectricityController | limit_to_shave | 0
2026-07-31 12:42:32 UTC | bo04_09_CH_ZUESTA | bo04 | 09_CH | ZUESTA | component | L2EMSElectricityController | building_indoor_temperature_offset_value | 2
2026-07-31 12:42:32 UTC | bo04_09_CH_ZUESTA | bo04 | 09_CH | ZUESTA | component | L2EMSElectricityController | domestic_hot_water_storage_temperature_offset_value | 10
2026-07-31 12:42:32 UTC | bo04_09_CH_ZUESTA | bo04 | 09_CH | ZUESTA | component | L2EMSElectricityController | space_heating_water_storage_temperature_offset_value | 10
2026-07-31 12:42:32 UTC | bo04_09_CH_ZUESTA | bo04 | 09_CH | ZUESTA | building | Building | building_name | 2011_2019
2026-07-31 12:42:32 UTC | bo04_09_CH_ZUESTA | bo04 | 09_CH | ZUESTA | building | Building | building_code | AT.N.SFH.08.Gen.ReEx.001.002
2026-07-31 12:42:32 UTC | bo04_09_CH_ZUESTA | bo04 | 09_CH | ZUESTA | building | Building | building_heat_capacity_class | heavy
2026-07-31 12:42:32 UTC | bo04_09_CH_ZUESTA | bo04 | 09_CH | ZUESTA | building | Building | absolute_conditioned_floor_area_in_m2 | 206
2026-07-31 12:42:32 UTC | bo04_09_CH_ZUESTA | bo04 | 09_CH | ZUESTA | building | Building | heating_reference_temperature_in_celsius | -8
2026-07-31 12:42:32 UTC | bo04_09_CH_ZUESTA | bo04 | 09_CH | ZUESTA | building | Building | floor_u_value_in_watt_per_m2_per_kelvin | 0.21
2026-07-31 12:42:32 UTC | bo04_09_CH_ZUESTA | bo04 | 09_CH | ZUESTA | building | Building | floor_area_in_m2 | 93.9
2026-07-31 12:42:32 UTC | bo04_09_CH_ZUESTA | bo04 | 09_CH | ZUESTA | building | Building | facade_u_value_in_watt_per_m2_per_kelvin | 0.17
2026-07-31 12:42:32 UTC | bo04_09_CH_ZUESTA | bo04 | 09_CH | ZUESTA | building | Building | facade_area_in_m2 | 180.6
2026-07-31 12:42:32 UTC | bo04_09_CH_ZUESTA | bo04 | 09_CH | ZUESTA | building | Building | roof_u_value_in_watt_per_m2_per_kelvin | 0.17
2026-07-31 12:42:32 UTC | bo04_09_CH_ZUESTA | bo04 | 09_CH | ZUESTA | building | Building | roof_area_in_m2 | 100.3
2026-07-31 12:42:32 UTC | bo04_09_CH_ZUESTA | bo04 | 09_CH | ZUESTA | building | Building | window_u_value_in_watt_per_m2_per_kelvin | 1
2026-07-31 12:42:32 UTC | bo04_09_CH_ZUESTA | bo04 | 09_CH | ZUESTA | building | Building | window_area_in_m2 | 37.3
2026-07-31 12:42:32 UTC | bo04_09_CH_ZUESTA | bo04 | 09_CH | ZUESTA | building | Building | door_u_value_in_watt_per_m2_per_kelvin
2026-07-31 12:42:32 UTC | bo04_09_CH_ZUESTA | bo04 | 09_CH | ZUESTA | building | Building | door_area_in_m2
2026-07-31 12:42:32 UTC | bo04_09_CH_ZUESTA | bo04 | 09_CH | ZUESTA | building | Building | set_heating_temperature_in_celsius | 20.5
2026-07-31 12:42:32 UTC | bo04_09_CH_ZUESTA | bo04 | 09_CH | ZUESTA | building | Building | set_cooling_temperature_in_celsius | 25
2026-07-31 12:42:32 UTC | bo04_09_CH_ZUESTA | bo04 | 09_CH | ZUESTA | building | Building | natural_ventilation_m3_per_h_per_person | 29
2026-07-31 12:42:32 UTC | bo04_09_CH_ZUESTA | bo04 | 09_CH | ZUESTA | building | Building | sia_natural_ventilation_m3_per_h_per_m2 | 0.6
2026-07-31 12:42:32 UTC | bo04_09_CH_ZUESTA | bo04 | 09_CH | ZUESTA | building | Building | swiss_infiltration_rate_per_h | 0.15
2026-07-31 12:42:32 UTC | bo04_09_CH_ZUESTA | bo04 | 09_CH | ZUESTA | building | Building | heating_demand_mode | iso13790
2026-07-31 12:42:32 UTC | bo04_09_CH_ZUESTA | bo04 | 09_CH | ZUESTA | building | Building | operative_heating_proportional_band_in_celsius | 1
2026-07-31 12:42:32 UTC | bo04_09_CH_ZUESTA | bo04 | 09_CH | ZUESTA | building | Building | operative_heating_proportional_gain | 1
2026-07-31 12:42:32 UTC | bo04_09_CH_ZUESTA | bo04 | 09_CH | ZUESTA | building | Building | control_comfort_lower_bound_shift_in_celsius
2026-07-31 12:42:32 UTC | bo04_09_CH_ZUESTA | bo04 | 09_CH | ZUESTA | building | Building | comfort_aware_seasonal_heating_gate | true
2026-07-31 12:42:32 UTC | bo04_09_CH_ZUESTA | bo04 | 09_CH | ZUESTA | component | StrictComfortDemandController | building_name | BUI1
2026-07-31 12:42:32 UTC | bo04_09_CH_ZUESTA | bo04 | 09_CH | ZUESTA | component | StrictComfortDemandController | name | StrictComfortDemandController
2026-07-31 12:42:32 UTC | bo04_09_CH_ZUESTA | bo04 | 09_CH | ZUESTA | component | StrictComfortDemandController | temperature_air_heating_in_celsius | 20.5
2026-07-31 12:42:32 UTC | bo04_09_CH_ZUESTA | bo04 | 09_CH | ZUESTA | component | StrictComfortDemandController | temperature_air_cooling_in_celsius | 24
2026-07-31 12:42:32 UTC | bo04_09_CH_ZUESTA | bo04 | 09_CH | ZUESTA | component | StrictComfortDemandController | offset | 0.5
2026-07-31 12:42:32 UTC | bo04_09_CH_ZUESTA | bo04 | 09_CH | ZUESTA | component | StrictComfortDemandController | mode | 2
2026-07-31 12:42:32 UTC | bo04_09_CH_ZUESTA | bo04 | 09_CH | ZUESTA | component | StrictComfortDemandController | use_adaptive_comfort_band | true
2026-07-31 12:42:32 UTC | bo04_09_CH_ZUESTA | bo04 | 09_CH | ZUESTA | component | StrictComfortDemandController | control_strategy | strict_comfort_band_v1
2026-07-31 12:42:32 UTC | bo04_09_CH_ZUESTA | bo04 | 09_CH | ZUESTA | component | StrictComfortDemandController | comfort_band_inner_offset_in_celsius | 0.5
2026-07-31 12:42:32 UTC | bo04_09_CH_ZUESTA | bo04 | 09_CH | ZUESTA | component | StrictComfortDemandController | comfort_band_inner_offset_lower_in_celsius | 1
2026-07-31 12:42:32 UTC | bo04_09_CH_ZUESTA | bo04 | 09_CH | ZUESTA | component | StrictComfortDemandController | comfort_band_inner_offset_upper_in_celsius | 0.5
2026-07-31 12:42:32 UTC | bo04_09_CH_ZUESTA | bo04 | 09_CH | ZUESTA | component | StrictComfortDemandController | heating_disabled_above_running_mean_outdoor_temperature_in_celsius | 18
2026-07-31 12:42:32 UTC | bo04_09_CH_ZUESTA | bo04 | 09_CH | ZUESTA | component | StrictComfortDemandController | cooling_enabled_above_running_mean_outdoor_temperature_in_celsius | 22
2026-07-31 12:42:32 UTC | bo04_09_CH_ZUESTA | bo04 | 09_CH | ZUESTA | component | ComfortBandHeatingDemand | building_name | BUI1
2026-07-31 12:42:32 UTC | bo04_09_CH_ZUESTA | bo04 | 09_CH | ZUESTA | component | ComfortBandHeatingDemand | name | ComfortBandHeatingDemand
2026-07-31 12:42:32 UTC | bo04_09_CH_ZUESTA | bo04 | 09_CH | ZUESTA | component | ComfortBandHeatingDemand | max_heating_power_in_watt | 4948.09
2026-07-31 12:42:32 UTC | bo04_09_CH_ZUESTA | bo04 | 09_CH | ZUESTA | component | ComfortBandHeatingDemand | proportional_gain_in_watt_per_kelvin | 9896.18
2026-07-31 12:42:32 UTC | bo04_09_CH_ZUESTA | bo04 | 09_CH | ZUESTA | component | StrictComfortSetpointModifier | building_name | BUI1
2026-07-31 12:42:32 UTC | bo04_09_CH_ZUESTA | bo04 | 09_CH | ZUESTA | component | StrictComfortSetpointModifier | name | StrictComfortSetpointModifier
2026-07-31 12:42:32 UTC | bo04_09_CH_ZUESTA | bo04 | 09_CH | ZUESTA | component | StrictComfortSetpointModifier | base_heating_setpoint_in_celsius | 20.5
2026-07-31 12:42:32 UTC | bo04_09_CH_ZUESTA | bo04 | 09_CH | ZUESTA | component | StrictComfortSetpointModifier | recovery_gain | 5
2026-07-31 12:42:32 UTC | bo04_09_CH_ZUESTA | bo04 | 09_CH | ZUESTA | component | StrictComfortSetpointModifier | max_recovery_boost_in_celsius | 5
2026-07-31 12:42:32 UTC | bo04_09_CH_ZUESTA | bo04 | 09_CH | ZUESTA | component | StrictComfortSetpointModifier | clamp_min_modifier_in_celsius
2026-07-31 12:42:32 UTC | bo04_09_CH_ZUESTA | bo04 | 09_CH | ZUESTA | component | StrictComfortSetpointModifier | clamp_max_modifier_in_celsius | 15
2026-07-31 12:42:32 UTC | bo04_09_CH_ZUESTA | bo04 | 09_CH | ZUESTA | component | HeatDistributionController | building_name | BUI1
2026-07-31 12:42:32 UTC | bo04_09_CH_ZUESTA | bo04 | 09_CH | ZUESTA | component | HeatDistributionController | name | HeatDistributionController
2026-07-31 12:42:32 UTC | bo04_09_CH_ZUESTA | bo04 | 09_CH | ZUESTA | component | HeatDistributionController | heating_system | HeatDistributionSystemType.FLOORHEATING
2026-07-31 12:42:32 UTC | bo04_09_CH_ZUESTA | bo04 | 09_CH | ZUESTA | component | HeatDistributionController | set_heating_threshold_outside_temperature_in_celsius | 16
2026-07-31 12:42:32 UTC | bo04_09_CH_ZUESTA | bo04 | 09_CH | ZUESTA | component | HeatDistributionController | heating_reference_temperature_in_celsius | -8
2026-07-31 12:42:32 UTC | bo04_09_CH_ZUESTA | bo04 | 09_CH | ZUESTA | component | HeatDistributionController | set_heating_temperature_for_building_in_celsius | 20.5
2026-07-31 12:42:32 UTC | bo04_09_CH_ZUESTA | bo04 | 09_CH | ZUESTA | component | HeatDistributionController | set_cooling_temperature_for_building_in_celsius | 25
2026-07-31 12:42:32 UTC | bo04_09_CH_ZUESTA | bo04 | 09_CH | ZUESTA | component | HeatDistributionController | heating_load_of_building_in_watt | 4948.09
2026-07-31 12:42:32 UTC | bo04_09_CH_ZUESTA | bo04 | 09_CH | ZUESTA | heat_distribution | HeatDistributionSystem | absolute_conditioned_floor_area_in_m2 | 206
2026-07-31 12:42:32 UTC | bo04_09_CH_ZUESTA | bo04 | 09_CH | ZUESTA | component | SplitACController | building_name | BUI1
2026-07-31 12:42:32 UTC | bo04_09_CH_ZUESTA | bo04 | 09_CH | ZUESTA | component | SplitACController | name | SplitACController
2026-07-31 12:42:32 UTC | bo04_09_CH_ZUESTA | bo04 | 09_CH | ZUESTA | component | SplitACController | heating_set_temperature_deg_c
2026-07-31 12:42:32 UTC | bo04_09_CH_ZUESTA | bo04 | 09_CH | ZUESTA | component | SplitACController | cooling_set_temperature_deg_c | 25
2026-07-31 12:42:32 UTC | bo04_09_CH_ZUESTA | bo04 | 09_CH | ZUESTA | component | SplitACController | minimum_runtime_s | 1800
2026-07-31 12:42:32 UTC | bo04_09_CH_ZUESTA | bo04 | 09_CH | ZUESTA | component | SplitACController | minimum_idle_time_s | 900
2026-07-31 12:42:32 UTC | bo04_09_CH_ZUESTA | bo04 | 09_CH | ZUESTA | component | SplitACController | offset | 5
2026-07-31 12:42:32 UTC | bo04_09_CH_ZUESTA | bo04 | 09_CH | ZUESTA | component | SplitACController | temperature_difference_full_power_deg_c | 3
2026-07-31 12:42:32 UTC | bo04_09_CH_ZUESTA | bo04 | 09_CH | ZUESTA | component | SplitACController | minimum_modulation
2026-07-31 12:42:32 UTC | bo04_09_CH_ZUESTA | bo04 | 09_CH | ZUESTA | component | ComfortBandCoolingDemand | building_name | BUI1
2026-07-31 12:42:32 UTC | bo04_09_CH_ZUESTA | bo04 | 09_CH | ZUESTA | component | ComfortBandCoolingDemand | name | ComfortBandCoolingDemand
2026-07-31 12:42:32 UTC | bo04_09_CH_ZUESTA | bo04 | 09_CH | ZUESTA | component | ComfortBandCoolingDemand | max_cooling_power_in_watt | 62
2026-07-31 12:42:32 UTC | bo04_09_CH_ZUESTA | bo04 | 09_CH | ZUESTA | component | ComfortBandCoolingDemand | proportional_gain_in_watt_per_kelvin | 4
2026-07-31 12:42:32 UTC | bo04_09_CH_ZUESTA | bo04 | 09_CH | ZUESTA | component | ComfortBandCoolingDemand | relaxation_factor | 0.55
2026-07-31 12:42:32 UTC | bo04_09_CH_ZUESTA | bo04 | 09_CH | ZUESTA | component | ComfortBandCoolingDemand | theoretical_blend | comfort_only
2026-07-31 12:42:32 UTC | bo04_09_CH_ZUESTA | bo04 | 09_CH | ZUESTA | component | SplitAC | building_name | BUI1
2026-07-31 12:42:32 UTC | bo04_09_CH_ZUESTA | bo04 | 09_CH | ZUESTA | component | SplitAC | name | SplitAC
2026-07-31 12:42:32 UTC | bo04_09_CH_ZUESTA | bo04 | 09_CH | ZUESTA | component | SplitAC | manufacturer | Panasonic
2026-07-31 12:42:32 UTC | bo04_09_CH_ZUESTA | bo04 | 09_CH | ZUESTA | component | SplitAC | model_name | CS-RE18JKE/CU-RE18JKE
2026-07-31 12:42:32 UTC | bo04_09_CH_ZUESTA | bo04 | 09_CH | ZUESTA | component | SplitAC | scale_factor | 0.2065
2026-07-31 12:42:32 UTC | bo04_09_CH_ZUESTA | bo04 | 09_CH | ZUESTA | component | SplitAC | investment_costs_in_euro | 4080
2026-07-31 12:42:32 UTC | bo04_09_CH_ZUESTA | bo04 | 09_CH | ZUESTA | component | SplitAC | lifetime_in_years | 12
2026-07-31 12:42:32 UTC | bo04_09_CH_ZUESTA | bo04 | 09_CH | ZUESTA | component | SplitAC | co2_emissions_kg_co2_eq | 165.8
2026-07-31 12:42:32 UTC | bo04_09_CH_ZUESTA | bo04 | 09_CH | ZUESTA | component | SplitAC | maintenance_costs_in_euro_per_year | 204
2026-07-31 12:42:32 UTC | bo04_09_CH_ZUESTA | bo04 | 09_CH | ZUESTA | component | BuildingThermalPowerSum | building_name | BUI1
2026-07-31 12:42:32 UTC | bo04_09_CH_ZUESTA | bo04 | 09_CH | ZUESTA | component | BuildingThermalPowerSum | name | BuildingThermalPowerSum
2026-07-31 12:42:32 UTC | bo04_09_CH_ZUESTA | bo04 | 09_CH | ZUESTA | component | BuildingThermalPowerSum | loadtype | LoadTypes.ANY
2026-07-31 12:42:32 UTC | bo04_09_CH_ZUESTA | bo04 | 09_CH | ZUESTA | component | BuildingThermalPowerSum | unit | Units.WATT
2026-07-31 12:42:32 UTC | bo04_09_CH_ZUESTA | bo04 | 09_CH | ZUESTA | component | HeatGeneratorTotalThermalPower | building_name | BUI1
2026-07-31 12:42:32 UTC | bo04_09_CH_ZUESTA | bo04 | 09_CH | ZUESTA | component | HeatGeneratorTotalThermalPower | name | HeatGeneratorTotalThermalPower
2026-07-31 12:42:32 UTC | bo04_09_CH_ZUESTA | bo04 | 09_CH | ZUESTA | component | HeatGeneratorTotalThermalPower | loadtype | LoadTypes.ANY
2026-07-31 12:42:32 UTC | bo04_09_CH_ZUESTA | bo04 | 09_CH | ZUESTA | component | HeatGeneratorTotalThermalPower | unit | Units.WATT
2026-07-31 12:42:32 UTC | bo04_09_CH_ZUESTA | bo04 | 09_CH | ZUESTA | component | HeatGeneratorPlantDhwThermalPower | building_name | BUI1
2026-07-31 12:42:32 UTC | bo04_09_CH_ZUESTA | bo04 | 09_CH | ZUESTA | component | HeatGeneratorPlantDhwThermalPower | name | HeatGeneratorPlantDhwThermalPower
2026-07-31 12:42:32 UTC | bo04_09_CH_ZUESTA | bo04 | 09_CH | ZUESTA | component | HeatGeneratorPlantDhwThermalPower | loadtype | LoadTypes.ANY
2026-07-31 12:42:32 UTC | bo04_09_CH_ZUESTA | bo04 | 09_CH | ZUESTA | component | HeatGeneratorPlantDhwThermalPower | unit | Units.WATT
2026-07-31 12:42:32 UTC | bo04_09_CH_ZUESTA | bo04 | 09_CH | ZUESTA | component | SolarDhwThermalPower | building_name | BUI1
2026-07-31 12:42:32 UTC | bo04_09_CH_ZUESTA | bo04 | 09_CH | ZUESTA | component | SolarDhwThermalPower | name | SolarDhwThermalPower
2026-07-31 12:42:32 UTC | bo04_09_CH_ZUESTA | bo04 | 09_CH | ZUESTA | component | SolarDhwThermalPower | value_watt
2026-07-31 12:42:32 UTC | bo04_09_CH_ZUESTA | bo04 | 09_CH | ZUESTA | component | SolarDhwThermalPower | loadtype | LoadTypes.ANY
2026-07-31 12:42:32 UTC | bo04_09_CH_ZUESTA | bo04 | 09_CH | ZUESTA | component | SolarDhwThermalPower | unit | Units.WATT
2026-07-31 12:42:32 UTC | bo04_09_CH_ZUESTA | bo04 | 09_CH | ZUESTA | thermal_storage | SimpleHotWaterStorage | volume_heating_water_storage_in_liter | 247.4
2026-07-31 12:42:32 UTC | bo04_09_CH_ZUESTA | bo04 | 09_CH | ZUESTA | component | BufferRemainingCapacity60C | building_name | BUI1
2026-07-31 12:42:32 UTC | bo04_09_CH_ZUESTA | bo04 | 09_CH | ZUESTA | component | BufferRemainingCapacity60C | name | BufferRemainingCapacity60C
2026-07-31 12:42:32 UTC | bo04_09_CH_ZUESTA | bo04 | 09_CH | ZUESTA | component | BufferRemainingCapacity60C | volume_heating_water_storage_in_liter | 247.4
2026-07-31 12:42:32 UTC | bo04_09_CH_ZUESTA | bo04 | 09_CH | ZUESTA | component | BufferRemainingCapacity60C | max_temperature_in_celsius | 6
2026-07-31 12:42:32 UTC | bo04_09_CH_ZUESTA | bo04 | 09_CH | ZUESTA | component | BufferRemainingCapacity60C | water_density_kg_per_liter | 0.992
2026-07-31 12:42:32 UTC | bo04_09_CH_ZUESTA | bo04 | 09_CH | ZUESTA | component | BufferRemainingCapacity60C | water_specific_heat_capacity_j_per_kg_per_k | 4180
2026-07-31 12:42:32 UTC | bo04_09_CH_ZUESTA | bo04 | 09_CH | ZUESTA | component | OilBoilerController | building_name | BUI1
2026-07-31 12:42:32 UTC | bo04_09_CH_ZUESTA | bo04 | 09_CH | ZUESTA | component | OilBoilerController | name | OilBoilerController
2026-07-31 12:42:32 UTC | bo04_09_CH_ZUESTA | bo04 | 09_CH | ZUESTA | component | OilBoilerController | is_modulating | true
2026-07-31 12:42:32 UTC | bo04_09_CH_ZUESTA | bo04 | 09_CH | ZUESTA | component | OilBoilerController | set_heating_threshold_outside_temperature_in_celsius | 16
2026-07-31 12:42:32 UTC | bo04_09_CH_ZUESTA | bo04 | 09_CH | ZUESTA | component | OilBoilerController | minimal_thermal_power_in_watt | 0
2026-07-31 12:42:32 UTC | bo04_09_CH_ZUESTA | bo04 | 09_CH | ZUESTA | component | OilBoilerController | maximal_thermal_power_in_watt | 2630
2026-07-31 12:42:32 UTC | bo04_09_CH_ZUESTA | bo04 | 09_CH | ZUESTA | component | OilBoilerController | set_temperature_difference_for_full_power | 5
2026-07-31 12:42:32 UTC | bo04_09_CH_ZUESTA | bo04 | 09_CH | ZUESTA | component | OilBoilerController | minimum_runtime_in_seconds | 1800
2026-07-31 12:42:32 UTC | bo04_09_CH_ZUESTA | bo04 | 09_CH | ZUESTA | component | OilBoilerController | minimum_resting_time_in_seconds | 1800
2026-07-31 12:42:32 UTC | bo04_09_CH_ZUESTA | bo04 | 09_CH | ZUESTA | component | OilBoilerController | with_domestic_hot_water_preparation | true
2026-07-31 12:42:32 UTC | bo04_09_CH_ZUESTA | bo04 | 09_CH | ZUESTA | component | OilBoilerController | secondary_mode | false
2026-07-31 12:42:32 UTC | bo04_09_CH_ZUESTA | bo04 | 09_CH | ZUESTA | component | OilBoilerController | hysteresis_water_temperature_offset | 10
2026-07-31 12:42:32 UTC | bo04_09_CH_ZUESTA | bo04 | 09_CH | ZUESTA | component | OilBoilerController | seasonal_modulation_minimum_enabled | false
2026-07-31 12:42:32 UTC | bo04_09_CH_ZUESTA | bo04 | 09_CH | ZUESTA | component | OilBoilerController | winter_modulation_minimum_thermal_power_in_watt
2026-07-31 12:42:32 UTC | bo04_09_CH_ZUESTA | bo04 | 09_CH | ZUESTA | component | OilBoilerController | summer_modulation_minimum_thermal_power_in_watt
2026-07-31 12:42:32 UTC | bo04_09_CH_ZUESTA | bo04 | 09_CH | ZUESTA | component | OilBoilerController | summer_modulation_daily_avg_outdoor_temperature_threshold_celsius | 16
2026-07-31 12:42:32 UTC | bo04_09_CH_ZUESTA | bo04 | 09_CH | ZUESTA | heat_generator | OilBoiler | minimal_thermal_power_in_watt | 0
2026-07-31 12:42:32 UTC | bo04_09_CH_ZUESTA | bo04 | 09_CH | ZUESTA | heat_generator | OilBoiler | maximal_thermal_power_in_watt | 2630
2026-07-31 12:42:32 UTC | bo04_09_CH_ZUESTA | bo04 | 09_CH | ZUESTA | heat_generator | OilBoiler | eff_th_min | 0.6
2026-07-31 12:42:32 UTC | bo04_09_CH_ZUESTA | bo04 | 09_CH | ZUESTA | heat_generator | OilBoiler | eff_th_max | 0.9
2026-07-31 12:42:32 UTC | bo04_09_CH_ZUESTA | bo04 | 09_CH | ZUESTA | heat_generator | OilBoiler | boiler_type | BoilerType.CONVENTIONAL
2026-07-31 12:42:32 UTC | bo04_09_CH_ZUESTA | bo04 | 09_CH | ZUESTA | heat_generator | OilBoiler | energy_carrier | LoadTypes.OIL
2026-07-31 12:42:32 UTC | bo04_09_CH_ZUESTA | bo04 | 09_CH | ZUESTA | component | FuelMeter | building_name | BUI1
2026-07-31 12:42:32 UTC | bo04_09_CH_ZUESTA | bo04 | 09_CH | ZUESTA | component | FuelMeter | name | FuelMeter
2026-07-31 12:42:32 UTC | bo04_09_CH_ZUESTA | bo04 | 09_CH | ZUESTA | component | FuelMeter | fuel_loadtype | LoadTypes.OIL
2026-07-31 12:42:32 UTC | bo04_09_CH_ZUESTA | bo04 | 09_CH | ZUESTA | component | FuelMeter | heating_value_of_fuel_in_kwh_per_liter | 9.822
2026-07-31 12:42:32 UTC | bo04_09_CH_ZUESTA | bo04 | 09_CH | ZUESTA | component | FuelMeter | fuel_density_in_kg_per_m3 | 83
2026-07-31 12:42:32 UTC | bo04_09_CH_ZUESTA | bo04 | 09_CH | ZUESTA | component | FlexibilityPotential | building_name | BUI1
2026-07-31 12:42:32 UTC | bo04_09_CH_ZUESTA | bo04 | 09_CH | ZUESTA | component | FlexibilityPotential | name | FlexibilityPotential
2026-07-31 12:42:32 UTC | bo04_09_CH_ZUESTA | bo04 | 09_CH | ZUESTA | component | FlexibilityPotential | fallback_heating_cop | 1
2026-07-31 12:42:32 UTC | bo04_09_CH_ZUESTA | bo04 | 09_CH | ZUESTA | component | FlexibilityPotential | fallback_cooling_eer
2026-07-31 12:42:32 UTC | bo04_09_CH_ZUESTA | bo04 | 09_CH | ZUESTA | component | BatteryStoredEnergyWh | building_name | BUI1
2026-07-31 12:42:32 UTC | bo04_09_CH_ZUESTA | bo04 | 09_CH | ZUESTA | component | BatteryStoredEnergyWh | name | BatteryStoredEnergyWh
2026-07-31 12:42:32 UTC | bo04_09_CH_ZUESTA | bo04 | 09_CH | ZUESTA | component | BatteryStoredEnergyWh | capacity_in_kwh | 13.23
2026-07-31 12:42:32 UTC | bo04_09_CH_ZUESTA | bo04 | 09_CH | ZUESTA | component | EvStoredEnergyWhSum | building_name | BUI1
2026-07-31 12:42:32 UTC | bo04_09_CH_ZUESTA | bo04 | 09_CH | ZUESTA | component | EvStoredEnergyWhSum | name | EvStoredEnergyWhSum
2026-07-31 12:42:32 UTC | bo04_09_CH_ZUESTA | bo04 | 09_CH | ZUESTA | component | EvStoredEnergyWhSum | loadtype | LoadTypes.ELECTRICITY
2026-07-31 12:42:32 UTC | bo04_09_CH_ZUESTA | bo04 | 09_CH | ZUESTA | component | EvStoredEnergyWhSum | unit | Units.WATT_HOUR
2026-07-31 12:42:32 UTC | bo04_09_CH_ZUESTA | bo04 | 09_CH | ZUESTA | component | Car_2_22kW_Charging_Power_avg_Speed_30_kmh_1 | building_name | BUI1
2026-07-31 12:42:32 UTC | bo04_09_CH_ZUESTA | bo04 | 09_CH | ZUESTA | component | Car_2_22kW_Charging_Power_avg_Speed_30_kmh_1 | name | Car_2_22kW_Charging_Power_avg_Speed_30_kmh_1
2026-07-31 12:42:32 UTC | bo04_09_CH_ZUESTA | bo04 | 09_CH | ZUESTA | component | Car_2_22kW_Charging_Power_avg_Speed_30_kmh_1 | source_weight | 1
2026-07-31 12:42:32 UTC | bo04_09_CH_ZUESTA | bo04 | 09_CH | ZUESTA | component | Car_2_22kW_Charging_Power_avg_Speed_30_kmh_1 | fuel | LoadTypes.ELECTRICITY
2026-07-31 12:42:32 UTC | bo04_09_CH_ZUESTA | bo04 | 09_CH | ZUESTA | component | Car_2_22kW_Charging_Power_avg_Speed_30_kmh_1 | consumption_per_km | 0.15
2026-07-31 12:42:32 UTC | bo04_09_CH_ZUESTA | bo04 | 09_CH | ZUESTA | component | Car_2_22kW_Charging_Power_avg_Speed_30_kmh_1 | device_co2_footprint_in_kg | 8899.4
2026-07-31 12:42:32 UTC | bo04_09_CH_ZUESTA | bo04 | 09_CH | ZUESTA | component | Car_2_22kW_Charging_Power_avg_Speed_30_kmh_1 | investment_costs_in_euro | 44498
2026-07-31 12:42:32 UTC | bo04_09_CH_ZUESTA | bo04 | 09_CH | ZUESTA | component | Car_2_22kW_Charging_Power_avg_Speed_30_kmh_1 | lifetime_in_years | 18
2026-07-31 12:42:32 UTC | bo04_09_CH_ZUESTA | bo04 | 09_CH | ZUESTA | component | Car_2_22kW_Charging_Power_avg_Speed_30_kmh_1 | maintenance_costs_in_euro_per_year | 89
2026-07-31 12:42:32 UTC | bo04_09_CH_ZUESTA | bo04 | 09_CH | ZUESTA | component | CarBattery_1 | building_name | BUI1
2026-07-31 12:42:32 UTC | bo04_09_CH_ZUESTA | bo04 | 09_CH | ZUESTA | component | CarBattery_1 | name | CarBattery_1
2026-07-31 12:42:32 UTC | bo04_09_CH_ZUESTA | bo04 | 09_CH | ZUESTA | component | CarBattery_1 | source_weight | 4
2026-07-31 12:42:32 UTC | bo04_09_CH_ZUESTA | bo04 | 09_CH | ZUESTA | component | CarBattery_1 | system_id | SG1
2026-07-31 12:42:32 UTC | bo04_09_CH_ZUESTA | bo04 | 09_CH | ZUESTA | component | CarBattery_1 | p_inv_custom | 10000
2026-07-31 12:42:32 UTC | bo04_09_CH_ZUESTA | bo04 | 09_CH | ZUESTA | component | CarBattery_1 | e_bat_custom | 30
2026-07-31 12:42:32 UTC | bo04_09_CH_ZUESTA | bo04 | 09_CH | ZUESTA | component | CarBattery_1 | charge | 0
2026-07-31 12:42:32 UTC | bo04_09_CH_ZUESTA | bo04 | 09_CH | ZUESTA | component | CarBattery_1 | discharge | 0
2026-07-31 12:42:32 UTC | bo04_09_CH_ZUESTA | bo04 | 09_CH | ZUESTA | component | L1EVChargeControl_1 | building_name | BUI1
2026-07-31 12:42:32 UTC | bo04_09_CH_ZUESTA | bo04 | 09_CH | ZUESTA | component | L1EVChargeControl_1 | name | L1EVChargeControl_1
2026-07-31 12:42:32 UTC | bo04_09_CH_ZUESTA | bo04 | 09_CH | ZUESTA | component | L1EVChargeControl_1 | source_weight | 4
2026-07-31 12:42:32 UTC | bo04_09_CH_ZUESTA | bo04 | 09_CH | ZUESTA | component | L1EVChargeControl_1 | battery_set | 0.8
2026-07-31 12:42:32 UTC | bo04_09_CH_ZUESTA | bo04 | 09_CH | ZUESTA | component | L1EVChargeControl_1 | lower_threshold_charging_power | 37
2026-07-31 12:42:32 UTC | bo04_09_CH_ZUESTA | bo04 | 09_CH | ZUESTA | component | L1EVChargeControl_1 | device_co2_footprint_in_kg | 100
2026-07-31 12:42:32 UTC | bo04_09_CH_ZUESTA | bo04 | 09_CH | ZUESTA | component | L1EVChargeControl_1 | investment_costs_in_euro | 1000
2026-07-31 12:42:32 UTC | bo04_09_CH_ZUESTA | bo04 | 09_CH | ZUESTA | component | L1EVChargeControl_1 | lifetime_in_years | 10
2026-07-31 12:42:32 UTC | bo04_09_CH_ZUESTA | bo04 | 09_CH | ZUESTA | component | L1EVChargeControl_1 | maintenance_costs_in_euro_per_year | 5
2026-07-31 12:42:32 UTC | bg01_01_CH_ZUESTA | bg01 | 01_CH | ZUESTA | simulation | SimulationParameters | year | 2050
2026-07-31 12:42:32 UTC | bg01_01_CH_ZUESTA | bg01 | 01_CH | ZUESTA | simulation | SimulationParameters | seconds_per_timestep | 9 | s
2026-07-31 12:42:32 UTC | bg01_01_CH_ZUESTA | bg01 | 01_CH | ZUESTA | simulation | SimulationParameters | country | CH
2026-07-31 12:42:32 UTC | bg01_01_CH_ZUESTA | bg01 | 01_CH | ZUESTA | cli | cli_overrides | ARCH | 01_CH
2026-07-31 12:42:32 UTC | bg01_01_CH_ZUESTA | bg01 | 01_CH | ZUESTA | cli | cli_overrides | WEATHER | ZUESTA
2026-07-31 12:42:32 UTC | bg01_01_CH_ZUESTA | bg01 | 01_CH | ZUESTA | cli | cli_overrides | TIME_HORIZON | future
2026-07-31 12:42:32 UTC | bg01_01_CH_ZUESTA | bg01 | 01_CH | ZUESTA | cli | cli_overrides | SCENARIO | none
2026-07-31 12:42:32 UTC | bg01_01_CH_ZUESTA | bg01 | 01_CH | ZUESTA | cli | cli_overrides | OCC | SIA2024
2026-07-31 12:42:32 UTC | bg01_01_CH_ZUESTA | bg01 | 01_CH | ZUESTA | cli | cli_overrides | HEATGEN_SIZING | IDEAL_LOOKUP
2026-07-31 12:42:32 UTC | bg01_01_CH_ZUESTA | bg01 | 01_CH | ZUESTA | cli | cli_overrides | HP_SHARE_OF_IDEAL | 0.8
2026-07-31 12:42:32 UTC | bg01_01_CH_ZUESTA | bg01 | 01_CH | ZUESTA | internal_loads | SIA2024Occupancy | conditioned_floor_area_in_m2 | 223
2026-07-31 12:42:32 UTC | bg01_01_CH_ZUESTA | bg01 | 01_CH | ZUESTA | internal_loads | SIA2024Occupancy | appliances_load_w_per_m2 | 1
2026-07-31 12:42:32 UTC | bg01_01_CH_ZUESTA | bg01 | 01_CH | ZUESTA | internal_loads | SIA2024Occupancy | lighting_load_w_per_m2 | 3
2026-07-31 12:42:32 UTC | bg01_01_CH_ZUESTA | bg01 | 01_CH | ZUESTA | internal_loads | SIA2024Occupancy | lighting_annual_full_load_hours | 846
2026-07-31 12:42:32 UTC | bg01_01_CH_ZUESTA | bg01 | 01_CH | ZUESTA | internal_loads | SIA2024Occupancy | appliances_yearly_utilization_per_month | 0.7995
2026-07-31 12:42:32 UTC | bg01_01_CH_ZUESTA | bg01 | 01_CH | ZUESTA | weather | Weather | source_path | C:\Users\het\HiSim\hisim\inputs\weather\custom_csv\Zurich\NABZUE_2060_RCP85_DRY.csv
2026-07-31 12:42:32 UTC | bg01_01_CH_ZUESTA | bg01 | 01_CH | ZUESTA | weather | Weather | location | Zurich
2026-07-31 12:42:32 UTC | bg01_01_CH_ZUESTA | bg01 | 01_CH | ZUESTA | weather | Weather | name | Weather
2026-07-31 12:42:32 UTC | bg01_01_CH_ZUESTA | bg01 | 01_CH | ZUESTA | component | ElectricityMeter | building_name | BUI1
2026-07-31 12:42:32 UTC | bg01_01_CH_ZUESTA | bg01 | 01_CH | ZUESTA | component | ElectricityMeter | name | ElectricityMeter
2026-07-31 12:42:32 UTC | bg01_01_CH_ZUESTA | bg01 | 01_CH | ZUESTA | building | Building | building_name | 0_1918
2026-07-31 12:42:32 UTC | bg01_01_CH_ZUESTA | bg01 | 01_CH | ZUESTA | building | Building | building_code | AT.N.SFH.01.Gen.ReEx.001.002
2026-07-31 12:42:32 UTC | bg01_01_CH_ZUESTA | bg01 | 01_CH | ZUESTA | building | Building | building_heat_capacity_class | heavy
2026-07-31 12:42:32 UTC | bg01_01_CH_ZUESTA | bg01 | 01_CH | ZUESTA | building | Building | absolute_conditioned_floor_area_in_m2 | 223
2026-07-31 12:42:32 UTC | bg01_01_CH_ZUESTA | bg01 | 01_CH | ZUESTA | building | Building | heating_reference_temperature_in_celsius | -8
2026-07-31 12:42:32 UTC | bg01_01_CH_ZUESTA | bg01 | 01_CH | ZUESTA | building | Building | floor_u_value_in_watt_per_m2_per_kelvin | 0.9
2026-07-31 12:42:32 UTC | bg01_01_CH_ZUESTA | bg01 | 01_CH | ZUESTA | building | Building | floor_area_in_m2 | 95.9
2026-07-31 12:42:32 UTC | bg01_01_CH_ZUESTA | bg01 | 01_CH | ZUESTA | building | Building | facade_u_value_in_watt_per_m2_per_kelvin | 0.81
2026-07-31 12:42:32 UTC | bg01_01_CH_ZUESTA | bg01 | 01_CH | ZUESTA | building | Building | facade_area_in_m2 | 173.6
2026-07-31 12:42:32 UTC | bg01_01_CH_ZUESTA | bg01 | 01_CH | ZUESTA | building | Building | roof_u_value_in_watt_per_m2_per_kelvin | 0.46
2026-07-31 12:42:32 UTC | bg01_01_CH_ZUESTA | bg01 | 01_CH | ZUESTA | building | Building | roof_area_in_m2 | 108.7
2026-07-31 12:42:32 UTC | bg01_01_CH_ZUESTA | bg01 | 01_CH | ZUESTA | building | Building | window_u_value_in_watt_per_m2_per_kelvin | 2
2026-07-31 12:42:32 UTC | bg01_01_CH_ZUESTA | bg01 | 01_CH | ZUESTA | building | Building | window_area_in_m2 | 33.1
2026-07-31 12:42:32 UTC | bg01_01_CH_ZUESTA | bg01 | 01_CH | ZUESTA | building | Building | door_u_value_in_watt_per_m2_per_kelvin
2026-07-31 12:42:32 UTC | bg01_01_CH_ZUESTA | bg01 | 01_CH | ZUESTA | building | Building | door_area_in_m2
2026-07-31 12:42:32 UTC | bg01_01_CH_ZUESTA | bg01 | 01_CH | ZUESTA | building | Building | set_heating_temperature_in_celsius | 20.5
2026-07-31 12:42:32 UTC | bg01_01_CH_ZUESTA | bg01 | 01_CH | ZUESTA | building | Building | set_cooling_temperature_in_celsius | 99
2026-07-31 12:42:32 UTC | bg01_01_CH_ZUESTA | bg01 | 01_CH | ZUESTA | building | Building | natural_ventilation_m3_per_h_per_person | 29
2026-07-31 12:42:32 UTC | bg01_01_CH_ZUESTA | bg01 | 01_CH | ZUESTA | building | Building | sia_natural_ventilation_m3_per_h_per_m2 | 0.6
2026-07-31 12:42:32 UTC | bg01_01_CH_ZUESTA | bg01 | 01_CH | ZUESTA | building | Building | swiss_infiltration_rate_per_h | 0.3
2026-07-31 12:42:32 UTC | bg01_01_CH_ZUESTA | bg01 | 01_CH | ZUESTA | building | Building | heating_demand_mode | iso13790
2026-07-31 12:42:32 UTC | bg01_01_CH_ZUESTA | bg01 | 01_CH | ZUESTA | building | Building | operative_heating_proportional_band_in_celsius | 1
2026-07-31 12:42:32 UTC | bg01_01_CH_ZUESTA | bg01 | 01_CH | ZUESTA | building | Building | operative_heating_proportional_gain | 1
2026-07-31 12:42:32 UTC | bg01_01_CH_ZUESTA | bg01 | 01_CH | ZUESTA | building | Building | control_comfort_lower_bound_shift_in_celsius
2026-07-31 12:42:32 UTC | bg01_01_CH_ZUESTA | bg01 | 01_CH | ZUESTA | building | Building | comfort_aware_seasonal_heating_gate | true
2026-07-31 12:42:32 UTC | bg01_01_CH_ZUESTA | bg01 | 01_CH | ZUESTA | component | StrictComfortDemandController | building_name | BUI1
2026-07-31 12:42:32 UTC | bg01_01_CH_ZUESTA | bg01 | 01_CH | ZUESTA | component | StrictComfortDemandController | name | StrictComfortDemandController
2026-07-31 12:42:32 UTC | bg01_01_CH_ZUESTA | bg01 | 01_CH | ZUESTA | component | StrictComfortDemandController | temperature_air_heating_in_celsius | 20.5
2026-07-31 12:42:32 UTC | bg01_01_CH_ZUESTA | bg01 | 01_CH | ZUESTA | component | StrictComfortDemandController | temperature_air_cooling_in_celsius | 24
2026-07-31 12:42:32 UTC | bg01_01_CH_ZUESTA | bg01 | 01_CH | ZUESTA | component | StrictComfortDemandController | offset | 0.5
2026-07-31 12:42:32 UTC | bg01_01_CH_ZUESTA | bg01 | 01_CH | ZUESTA | component | StrictComfortDemandController | mode | 2
2026-07-31 12:42:32 UTC | bg01_01_CH_ZUESTA | bg01 | 01_CH | ZUESTA | component | StrictComfortDemandController | use_adaptive_comfort_band | true
2026-07-31 12:42:32 UTC | bg01_01_CH_ZUESTA | bg01 | 01_CH | ZUESTA | component | StrictComfortDemandController | control_strategy | strict_comfort_band_v1
2026-07-31 12:42:32 UTC | bg01_01_CH_ZUESTA | bg01 | 01_CH | ZUESTA | component | StrictComfortDemandController | comfort_band_inner_offset_in_celsius | 0.5
2026-07-31 12:42:32 UTC | bg01_01_CH_ZUESTA | bg01 | 01_CH | ZUESTA | component | StrictComfortDemandController | comfort_band_inner_offset_lower_in_celsius | 1
2026-07-31 12:42:32 UTC | bg01_01_CH_ZUESTA | bg01 | 01_CH | ZUESTA | component | StrictComfortDemandController | comfort_band_inner_offset_upper_in_celsius | 0.5
2026-07-31 12:42:32 UTC | bg01_01_CH_ZUESTA | bg01 | 01_CH | ZUESTA | component | StrictComfortDemandController | heating_disabled_above_running_mean_outdoor_temperature_in_celsius | 18
2026-07-31 12:42:32 UTC | bg01_01_CH_ZUESTA | bg01 | 01_CH | ZUESTA | component | StrictComfortDemandController | cooling_enabled_above_running_mean_outdoor_temperature_in_celsius | 99
2026-07-31 12:42:32 UTC | bg01_01_CH_ZUESTA | bg01 | 01_CH | ZUESTA | component | ComfortBandHeatingDemand | building_name | BUI1
2026-07-31 12:42:32 UTC | bg01_01_CH_ZUESTA | bg01 | 01_CH | ZUESTA | component | ComfortBandHeatingDemand | name | ComfortBandHeatingDemand
2026-07-31 12:42:32 UTC | bg01_01_CH_ZUESTA | bg01 | 01_CH | ZUESTA | component | ComfortBandHeatingDemand | max_heating_power_in_watt | 12075
2026-07-31 12:42:32 UTC | bg01_01_CH_ZUESTA | bg01 | 01_CH | ZUESTA | component | ComfortBandHeatingDemand | proportional_gain_in_watt_per_kelvin | 24150
2026-07-31 12:42:32 UTC | bg01_01_CH_ZUESTA | bg01 | 01_CH | ZUESTA | component | StrictComfortSetpointModifier | building_name | BUI1
2026-07-31 12:42:32 UTC | bg01_01_CH_ZUESTA | bg01 | 01_CH | ZUESTA | component | StrictComfortSetpointModifier | name | StrictComfortSetpointModifier
2026-07-31 12:42:32 UTC | bg01_01_CH_ZUESTA | bg01 | 01_CH | ZUESTA | component | StrictComfortSetpointModifier | base_heating_setpoint_in_celsius | 20.5
2026-07-31 12:42:32 UTC | bg01_01_CH_ZUESTA | bg01 | 01_CH | ZUESTA | component | StrictComfortSetpointModifier | recovery_gain | 5
2026-07-31 12:42:32 UTC | bg01_01_CH_ZUESTA | bg01 | 01_CH | ZUESTA | component | StrictComfortSetpointModifier | max_recovery_boost_in_celsius | 5
2026-07-31 12:42:32 UTC | bg01_01_CH_ZUESTA | bg01 | 01_CH | ZUESTA | component | StrictComfortSetpointModifier | clamp_min_modifier_in_celsius
2026-07-31 12:42:32 UTC | bg01_01_CH_ZUESTA | bg01 | 01_CH | ZUESTA | component | StrictComfortSetpointModifier | clamp_max_modifier_in_celsius | 15
2026-07-31 12:42:32 UTC | bg01_01_CH_ZUESTA | bg01 | 01_CH | ZUESTA | component | HeatDistributionController | building_name | BUI1
2026-07-31 12:42:32 UTC | bg01_01_CH_ZUESTA | bg01 | 01_CH | ZUESTA | component | HeatDistributionController | name | HeatDistributionController
2026-07-31 12:42:32 UTC | bg01_01_CH_ZUESTA | bg01 | 01_CH | ZUESTA | component | HeatDistributionController | heating_system | HeatDistributionSystemType.FLOORHEATING
2026-07-31 12:42:32 UTC | bg01_01_CH_ZUESTA | bg01 | 01_CH | ZUESTA | component | HeatDistributionController | set_heating_threshold_outside_temperature_in_celsius | 16
2026-07-31 12:42:32 UTC | bg01_01_CH_ZUESTA | bg01 | 01_CH | ZUESTA | component | HeatDistributionController | heating_reference_temperature_in_celsius | -8
2026-07-31 12:42:32 UTC | bg01_01_CH_ZUESTA | bg01 | 01_CH | ZUESTA | component | HeatDistributionController | set_heating_temperature_for_building_in_celsius | 20.5
2026-07-31 12:42:32 UTC | bg01_01_CH_ZUESTA | bg01 | 01_CH | ZUESTA | component | HeatDistributionController | set_cooling_temperature_for_building_in_celsius | 99
2026-07-31 12:42:32 UTC | bg01_01_CH_ZUESTA | bg01 | 01_CH | ZUESTA | component | HeatDistributionController | heating_load_of_building_in_watt | 12075
2026-07-31 12:42:32 UTC | bg01_01_CH_ZUESTA | bg01 | 01_CH | ZUESTA | heat_distribution | HeatDistributionSystem | absolute_conditioned_floor_area_in_m2 | 223
2026-07-31 12:42:32 UTC | bg01_01_CH_ZUESTA | bg01 | 01_CH | ZUESTA | thermal_storage | SimpleHotWaterStorage | volume_heating_water_storage_in_liter | 603.8
2026-07-31 12:42:32 UTC | bg01_01_CH_ZUESTA | bg01 | 01_CH | ZUESTA | component | BufferRemainingCapacity60C | building_name | BUI1
2026-07-31 12:42:32 UTC | bg01_01_CH_ZUESTA | bg01 | 01_CH | ZUESTA | component | BufferRemainingCapacity60C | name | BufferRemainingCapacity60C
2026-07-31 12:42:32 UTC | bg01_01_CH_ZUESTA | bg01 | 01_CH | ZUESTA | component | BufferRemainingCapacity60C | volume_heating_water_storage_in_liter | 603.8
2026-07-31 12:42:32 UTC | bg01_01_CH_ZUESTA | bg01 | 01_CH | ZUESTA | component | BufferRemainingCapacity60C | max_temperature_in_celsius | 6
2026-07-31 12:42:32 UTC | bg01_01_CH_ZUESTA | bg01 | 01_CH | ZUESTA | component | BufferRemainingCapacity60C | water_density_kg_per_liter | 0.992
2026-07-31 12:42:32 UTC | bg01_01_CH_ZUESTA | bg01 | 01_CH | ZUESTA | component | BufferRemainingCapacity60C | water_specific_heat_capacity_j_per_kg_per_k | 4180
2026-07-31 12:42:32 UTC | bg01_01_CH_ZUESTA | bg01 | 01_CH | ZUESTA | component | GasBoilerController | building_name | BUI1
2026-07-31 12:42:32 UTC | bg01_01_CH_ZUESTA | bg01 | 01_CH | ZUESTA | component | GasBoilerController | name | GasBoilerController
2026-07-31 12:42:32 UTC | bg01_01_CH_ZUESTA | bg01 | 01_CH | ZUESTA | component | GasBoilerController | is_modulating | true
2026-07-31 12:42:32 UTC | bg01_01_CH_ZUESTA | bg01 | 01_CH | ZUESTA | component | GasBoilerController | set_heating_threshold_outside_temperature_in_celsius | 16
2026-07-31 12:42:32 UTC | bg01_01_CH_ZUESTA | bg01 | 01_CH | ZUESTA | component | GasBoilerController | minimal_thermal_power_in_watt | 0
2026-07-31 12:42:32 UTC | bg01_01_CH_ZUESTA | bg01 | 01_CH | ZUESTA | component | GasBoilerController | maximal_thermal_power_in_watt | 8300
2026-07-31 12:42:32 UTC | bg01_01_CH_ZUESTA | bg01 | 01_CH | ZUESTA | component | GasBoilerController | set_temperature_difference_for_full_power | 5
2026-07-31 12:42:32 UTC | bg01_01_CH_ZUESTA | bg01 | 01_CH | ZUESTA | component | GasBoilerController | minimum_runtime_in_seconds | 1800
2026-07-31 12:42:32 UTC | bg01_01_CH_ZUESTA | bg01 | 01_CH | ZUESTA | component | GasBoilerController | minimum_resting_time_in_seconds | 1800
2026-07-31 12:42:32 UTC | bg01_01_CH_ZUESTA | bg01 | 01_CH | ZUESTA | component | GasBoilerController | with_domestic_hot_water_preparation | true
2026-07-31 12:42:32 UTC | bg01_01_CH_ZUESTA | bg01 | 01_CH | ZUESTA | component | GasBoilerController | secondary_mode | false
2026-07-31 12:42:32 UTC | bg01_01_CH_ZUESTA | bg01 | 01_CH | ZUESTA | component | GasBoilerController | hysteresis_water_temperature_offset | 10
2026-07-31 12:42:32 UTC | bg01_01_CH_ZUESTA | bg01 | 01_CH | ZUESTA | component | GasBoilerController | seasonal_modulation_minimum_enabled | false
2026-07-31 12:42:32 UTC | bg01_01_CH_ZUESTA | bg01 | 01_CH | ZUESTA | component | GasBoilerController | winter_modulation_minimum_thermal_power_in_watt
2026-07-31 12:42:32 UTC | bg01_01_CH_ZUESTA | bg01 | 01_CH | ZUESTA | component | GasBoilerController | summer_modulation_minimum_thermal_power_in_watt
2026-07-31 12:42:32 UTC | bg01_01_CH_ZUESTA | bg01 | 01_CH | ZUESTA | component | GasBoilerController | summer_modulation_daily_avg_outdoor_temperature_threshold_celsius | 16
2026-07-31 12:42:32 UTC | bg01_01_CH_ZUESTA | bg01 | 01_CH | ZUESTA | heat_generator | GasBoiler | minimal_thermal_power_in_watt | 0
2026-07-31 12:42:32 UTC | bg01_01_CH_ZUESTA | bg01 | 01_CH | ZUESTA | heat_generator | GasBoiler | maximal_thermal_power_in_watt | 8300
2026-07-31 12:42:32 UTC | bg01_01_CH_ZUESTA | bg01 | 01_CH | ZUESTA | heat_generator | GasBoiler | eff_th_min | 0.6
2026-07-31 12:42:32 UTC | bg01_01_CH_ZUESTA | bg01 | 01_CH | ZUESTA | heat_generator | GasBoiler | eff_th_max | 0.9
2026-07-31 12:42:32 UTC | bg01_01_CH_ZUESTA | bg01 | 01_CH | ZUESTA | heat_generator | GasBoiler | boiler_type | BoilerType.CONDENSING
2026-07-31 12:42:32 UTC | bg01_01_CH_ZUESTA | bg01 | 01_CH | ZUESTA | heat_generator | GasBoiler | energy_carrier | LoadTypes.GAS
2026-07-31 12:42:32 UTC | bg01_01_CH_ZUESTA | bg01 | 01_CH | ZUESTA | component | GasMeter | building_name | BUI1
2026-07-31 12:42:32 UTC | bg01_01_CH_ZUESTA | bg01 | 01_CH | ZUESTA | component | GasMeter | name | GasMeter
2026-07-31 12:42:32 UTC | bg01_01_CH_ZUESTA | bg01 | 01_CH | ZUESTA | component | GasMeter | total_energy_from_grid_in_kwh
2026-07-31 12:42:32 UTC | bg01_01_CH_ZUESTA | bg01 | 01_CH | ZUESTA | component | GasMeter | gas_loadtype | LoadTypes.GAS
2026-07-31 12:42:32 UTC | bg01_01_CH_ZUESTA | bg01 | 01_CH | ZUESTA | component | HeatGeneratorTotalThermalPower | building_name | BUI1
2026-07-31 12:42:32 UTC | bg01_01_CH_ZUESTA | bg01 | 01_CH | ZUESTA | component | HeatGeneratorTotalThermalPower | name | HeatGeneratorTotalThermalPower
2026-07-31 12:42:32 UTC | bg01_01_CH_ZUESTA | bg01 | 01_CH | ZUESTA | component | HeatGeneratorTotalThermalPower | loadtype | LoadTypes.ANY
2026-07-31 12:42:32 UTC | bg01_01_CH_ZUESTA | bg01 | 01_CH | ZUESTA | component | HeatGeneratorTotalThermalPower | unit | Units.WATT
2026-07-31 12:42:32 UTC | bg01_01_CH_ZUESTA | bg01 | 01_CH | ZUESTA | component | HeatGeneratorPlantDhwThermalPower | building_name | BUI1
2026-07-31 12:42:32 UTC | bg01_01_CH_ZUESTA | bg01 | 01_CH | ZUESTA | component | HeatGeneratorPlantDhwThermalPower | name | HeatGeneratorPlantDhwThermalPower
2026-07-31 12:42:32 UTC | bg01_01_CH_ZUESTA | bg01 | 01_CH | ZUESTA | component | HeatGeneratorPlantDhwThermalPower | loadtype | LoadTypes.ANY
2026-07-31 12:42:32 UTC | bg01_01_CH_ZUESTA | bg01 | 01_CH | ZUESTA | component | HeatGeneratorPlantDhwThermalPower | unit | Units.WATT
2026-07-31 12:42:32 UTC | bg01_01_CH_ZUESTA | bg01 | 01_CH | ZUESTA | component | SolarDhwThermalPower | building_name | BUI1
2026-07-31 12:42:32 UTC | bg01_01_CH_ZUESTA | bg01 | 01_CH | ZUESTA | component | SolarDhwThermalPower | name | SolarDhwThermalPower
2026-07-31 12:42:32 UTC | bg01_01_CH_ZUESTA | bg01 | 01_CH | ZUESTA | component | SolarDhwThermalPower | value_watt
2026-07-31 12:42:32 UTC | bg01_01_CH_ZUESTA | bg01 | 01_CH | ZUESTA | component | SolarDhwThermalPower | loadtype | LoadTypes.ANY
2026-07-31 12:42:32 UTC | bg01_01_CH_ZUESTA | bg01 | 01_CH | ZUESTA | component | SolarDhwThermalPower | unit | Units.WATT
2026-07-31 12:42:32 UTC | bg01_01_CH_ZUESTA | bg01 | 01_CH | ZUESTA | component | FlexibilityPotential | building_name | BUI1
2026-07-31 12:42:32 UTC | bg01_01_CH_ZUESTA | bg01 | 01_CH | ZUESTA | component | FlexibilityPotential | name | FlexibilityPotential
2026-07-31 12:42:32 UTC | bg01_01_CH_ZUESTA | bg01 | 01_CH | ZUESTA | component | FlexibilityPotential | fallback_heating_cop | 1
2026-07-31 12:42:32 UTC | bg01_01_CH_ZUESTA | bg01 | 01_CH | ZUESTA | component | FlexibilityPotential | fallback_cooling_eer
2026-07-31 12:42:32 UTC | bg01_02_CH_ZUESTA | bg01 | 02_CH | ZUESTA | simulation | SimulationParameters | year | 2050
2026-07-31 12:42:32 UTC | bg01_02_CH_ZUESTA | bg01 | 02_CH | ZUESTA | simulation | SimulationParameters | seconds_per_timestep | 9 | s
2026-07-31 12:42:32 UTC | bg01_02_CH_ZUESTA | bg01 | 02_CH | ZUESTA | simulation | SimulationParameters | country | CH
2026-07-31 12:42:32 UTC | bg01_02_CH_ZUESTA | bg01 | 02_CH | ZUESTA | cli | cli_overrides | ARCH | 02_CH
2026-07-31 12:42:32 UTC | bg01_02_CH_ZUESTA | bg01 | 02_CH | ZUESTA | cli | cli_overrides | WEATHER | ZUESTA
2026-07-31 12:42:32 UTC | bg01_02_CH_ZUESTA | bg01 | 02_CH | ZUESTA | cli | cli_overrides | TIME_HORIZON | future
2026-07-31 12:42:32 UTC | bg01_02_CH_ZUESTA | bg01 | 02_CH | ZUESTA | cli | cli_overrides | SCENARIO | none
2026-07-31 12:42:32 UTC | bg01_02_CH_ZUESTA | bg01 | 02_CH | ZUESTA | cli | cli_overrides | OCC | SIA2024
2026-07-31 12:42:32 UTC | bg01_02_CH_ZUESTA | bg01 | 02_CH | ZUESTA | cli | cli_overrides | HEATGEN_SIZING | IDEAL_LOOKUP
2026-07-31 12:42:32 UTC | bg01_02_CH_ZUESTA | bg01 | 02_CH | ZUESTA | cli | cli_overrides | HP_SHARE_OF_IDEAL | 0.8
2026-07-31 12:42:32 UTC | bg01_02_CH_ZUESTA | bg01 | 02_CH | ZUESTA | internal_loads | SIA2024Occupancy | conditioned_floor_area_in_m2 | 195
2026-07-31 12:42:32 UTC | bg01_02_CH_ZUESTA | bg01 | 02_CH | ZUESTA | internal_loads | SIA2024Occupancy | appliances_load_w_per_m2 | 1
2026-07-31 12:42:32 UTC | bg01_02_CH_ZUESTA | bg01 | 02_CH | ZUESTA | internal_loads | SIA2024Occupancy | lighting_load_w_per_m2 | 3
2026-07-31 12:42:32 UTC | bg01_02_CH_ZUESTA | bg01 | 02_CH | ZUESTA | internal_loads | SIA2024Occupancy | lighting_annual_full_load_hours | 846
2026-07-31 12:42:32 UTC | bg01_02_CH_ZUESTA | bg01 | 02_CH | ZUESTA | internal_loads | SIA2024Occupancy | appliances_yearly_utilization_per_month | 0.7995
2026-07-31 12:42:32 UTC | bg01_02_CH_ZUESTA | bg01 | 02_CH | ZUESTA | weather | Weather | source_path | C:\Users\het\HiSim\hisim\inputs\weather\custom_csv\Zurich\NABZUE_2060_RCP85_DRY.csv
2026-07-31 12:42:32 UTC | bg01_02_CH_ZUESTA | bg01 | 02_CH | ZUESTA | weather | Weather | location | Zurich
2026-07-31 12:42:32 UTC | bg01_02_CH_ZUESTA | bg01 | 02_CH | ZUESTA | weather | Weather | name | Weather
2026-07-31 12:42:32 UTC | bg01_02_CH_ZUESTA | bg01 | 02_CH | ZUESTA | component | ElectricityMeter | building_name | BUI1
2026-07-31 12:42:32 UTC | bg01_02_CH_ZUESTA | bg01 | 02_CH | ZUESTA | component | ElectricityMeter | name | ElectricityMeter
2026-07-31 12:42:32 UTC | bg01_02_CH_ZUESTA | bg01 | 02_CH | ZUESTA | building | Building | building_name | 1919_1945
2026-07-31 12:42:32 UTC | bg01_02_CH_ZUESTA | bg01 | 02_CH | ZUESTA | building | Building | building_code | AT.N.SFH.02.Gen.ReEx.001.002
2026-07-31 12:42:32 UTC | bg01_02_CH_ZUESTA | bg01 | 02_CH | ZUESTA | building | Building | building_heat_capacity_class | medium
2026-07-31 12:42:32 UTC | bg01_02_CH_ZUESTA | bg01 | 02_CH | ZUESTA | building | Building | absolute_conditioned_floor_area_in_m2 | 195
2026-07-31 12:42:32 UTC | bg01_02_CH_ZUESTA | bg01 | 02_CH | ZUESTA | building | Building | heating_reference_temperature_in_celsius | -8
2026-07-31 12:42:32 UTC | bg01_02_CH_ZUESTA | bg01 | 02_CH | ZUESTA | building | Building | floor_u_value_in_watt_per_m2_per_kelvin | 0.9
2026-07-31 12:42:32 UTC | bg01_02_CH_ZUESTA | bg01 | 02_CH | ZUESTA | building | Building | floor_area_in_m2 | 81.5
2026-07-31 12:42:32 UTC | bg01_02_CH_ZUESTA | bg01 | 02_CH | ZUESTA | building | Building | facade_u_value_in_watt_per_m2_per_kelvin | 0.9
2026-07-31 12:42:32 UTC | bg01_02_CH_ZUESTA | bg01 | 02_CH | ZUESTA | building | Building | facade_area_in_m2 | 183.5
2026-07-31 12:42:32 UTC | bg01_02_CH_ZUESTA | bg01 | 02_CH | ZUESTA | building | Building | roof_u_value_in_watt_per_m2_per_kelvin | 0.44
2026-07-31 12:42:32 UTC | bg01_02_CH_ZUESTA | bg01 | 02_CH | ZUESTA | building | Building | roof_area_in_m2 | 96
2026-07-31 12:42:32 UTC | bg01_02_CH_ZUESTA | bg01 | 02_CH | ZUESTA | building | Building | window_u_value_in_watt_per_m2_per_kelvin | 1.8
2026-07-31 12:42:32 UTC | bg01_02_CH_ZUESTA | bg01 | 02_CH | ZUESTA | building | Building | window_area_in_m2 | 31.2
2026-07-31 12:42:32 UTC | bg01_02_CH_ZUESTA | bg01 | 02_CH | ZUESTA | building | Building | door_u_value_in_watt_per_m2_per_kelvin
2026-07-31 12:42:32 UTC | bg01_02_CH_ZUESTA | bg01 | 02_CH | ZUESTA | building | Building | door_area_in_m2
2026-07-31 12:42:32 UTC | bg01_02_CH_ZUESTA | bg01 | 02_CH | ZUESTA | building | Building | set_heating_temperature_in_celsius | 20.5
2026-07-31 12:42:32 UTC | bg01_02_CH_ZUESTA | bg01 | 02_CH | ZUESTA | building | Building | set_cooling_temperature_in_celsius | 99
2026-07-31 12:42:32 UTC | bg01_02_CH_ZUESTA | bg01 | 02_CH | ZUESTA | building | Building | natural_ventilation_m3_per_h_per_person | 29
2026-07-31 12:42:32 UTC | bg01_02_CH_ZUESTA | bg01 | 02_CH | ZUESTA | building | Building | sia_natural_ventilation_m3_per_h_per_m2 | 0.6
2026-07-31 12:42:32 UTC | bg01_02_CH_ZUESTA | bg01 | 02_CH | ZUESTA | building | Building | swiss_infiltration_rate_per_h | 0.3
2026-07-31 12:42:32 UTC | bg01_02_CH_ZUESTA | bg01 | 02_CH | ZUESTA | building | Building | heating_demand_mode | iso13790
2026-07-31 12:42:32 UTC | bg01_02_CH_ZUESTA | bg01 | 02_CH | ZUESTA | building | Building | operative_heating_proportional_band_in_celsius | 1
2026-07-31 12:42:32 UTC | bg01_02_CH_ZUESTA | bg01 | 02_CH | ZUESTA | building | Building | operative_heating_proportional_gain | 1
2026-07-31 12:42:32 UTC | bg01_02_CH_ZUESTA | bg01 | 02_CH | ZUESTA | building | Building | control_comfort_lower_bound_shift_in_celsius
2026-07-31 12:42:32 UTC | bg01_02_CH_ZUESTA | bg01 | 02_CH | ZUESTA | building | Building | comfort_aware_seasonal_heating_gate | true
2026-07-31 12:42:32 UTC | bg01_02_CH_ZUESTA | bg01 | 02_CH | ZUESTA | component | StrictComfortDemandController | building_name | BUI1
2026-07-31 12:42:32 UTC | bg01_02_CH_ZUESTA | bg01 | 02_CH | ZUESTA | component | StrictComfortDemandController | name | StrictComfortDemandController
2026-07-31 12:42:32 UTC | bg01_02_CH_ZUESTA | bg01 | 02_CH | ZUESTA | component | StrictComfortDemandController | temperature_air_heating_in_celsius | 20.5
2026-07-31 12:42:32 UTC | bg01_02_CH_ZUESTA | bg01 | 02_CH | ZUESTA | component | StrictComfortDemandController | temperature_air_cooling_in_celsius | 24
2026-07-31 12:42:32 UTC | bg01_02_CH_ZUESTA | bg01 | 02_CH | ZUESTA | component | StrictComfortDemandController | offset | 0.5
2026-07-31 12:42:32 UTC | bg01_02_CH_ZUESTA | bg01 | 02_CH | ZUESTA | component | StrictComfortDemandController | mode | 2
2026-07-31 12:42:32 UTC | bg01_02_CH_ZUESTA | bg01 | 02_CH | ZUESTA | component | StrictComfortDemandController | use_adaptive_comfort_band | true
2026-07-31 12:42:32 UTC | bg01_02_CH_ZUESTA | bg01 | 02_CH | ZUESTA | component | StrictComfortDemandController | control_strategy | strict_comfort_band_v1
2026-07-31 12:42:32 UTC | bg01_02_CH_ZUESTA | bg01 | 02_CH | ZUESTA | component | StrictComfortDemandController | comfort_band_inner_offset_in_celsius | 0.5
2026-07-31 12:42:32 UTC | bg01_02_CH_ZUESTA | bg01 | 02_CH | ZUESTA | component | StrictComfortDemandController | comfort_band_inner_offset_lower_in_celsius | 1
2026-07-31 12:42:32 UTC | bg01_02_CH_ZUESTA | bg01 | 02_CH | ZUESTA | component | StrictComfortDemandController | comfort_band_inner_offset_upper_in_celsius | 0.5
2026-07-31 12:42:32 UTC | bg01_02_CH_ZUESTA | bg01 | 02_CH | ZUESTA | component | StrictComfortDemandController | heating_disabled_above_running_mean_outdoor_temperature_in_celsius | 18
2026-07-31 12:42:32 UTC | bg01_02_CH_ZUESTA | bg01 | 02_CH | ZUESTA | component | StrictComfortDemandController | cooling_enabled_above_running_mean_outdoor_temperature_in_celsius | 99
2026-07-31 12:42:32 UTC | bg01_02_CH_ZUESTA | bg01 | 02_CH | ZUESTA | component | ComfortBandHeatingDemand | building_name | BUI1
2026-07-31 12:42:32 UTC | bg01_02_CH_ZUESTA | bg01 | 02_CH | ZUESTA | component | ComfortBandHeatingDemand | name | ComfortBandHeatingDemand
2026-07-31 12:42:32 UTC | bg01_02_CH_ZUESTA | bg01 | 02_CH | ZUESTA | component | ComfortBandHeatingDemand | max_heating_power_in_watt | 11855.7
2026-07-31 12:42:32 UTC | bg01_02_CH_ZUESTA | bg01 | 02_CH | ZUESTA | component | ComfortBandHeatingDemand | proportional_gain_in_watt_per_kelvin | 23711.4
2026-07-31 12:42:32 UTC | bg01_02_CH_ZUESTA | bg01 | 02_CH | ZUESTA | component | StrictComfortSetpointModifier | building_name | BUI1
2026-07-31 12:42:32 UTC | bg01_02_CH_ZUESTA | bg01 | 02_CH | ZUESTA | component | StrictComfortSetpointModifier | name | StrictComfortSetpointModifier
2026-07-31 12:42:32 UTC | bg01_02_CH_ZUESTA | bg01 | 02_CH | ZUESTA | component | StrictComfortSetpointModifier | base_heating_setpoint_in_celsius | 20.5
2026-07-31 12:42:32 UTC | bg01_02_CH_ZUESTA | bg01 | 02_CH | ZUESTA | component | StrictComfortSetpointModifier | recovery_gain | 5
2026-07-31 12:42:32 UTC | bg01_02_CH_ZUESTA | bg01 | 02_CH | ZUESTA | component | StrictComfortSetpointModifier | max_recovery_boost_in_celsius | 5
2026-07-31 12:42:32 UTC | bg01_02_CH_ZUESTA | bg01 | 02_CH | ZUESTA | component | StrictComfortSetpointModifier | clamp_min_modifier_in_celsius
2026-07-31 12:42:32 UTC | bg01_02_CH_ZUESTA | bg01 | 02_CH | ZUESTA | component | StrictComfortSetpointModifier | clamp_max_modifier_in_celsius | 15
2026-07-31 12:42:32 UTC | bg01_02_CH_ZUESTA | bg01 | 02_CH | ZUESTA | component | HeatDistributionController | building_name | BUI1
2026-07-31 12:42:32 UTC | bg01_02_CH_ZUESTA | bg01 | 02_CH | ZUESTA | component | HeatDistributionController | name | HeatDistributionController
2026-07-31 12:42:32 UTC | bg01_02_CH_ZUESTA | bg01 | 02_CH | ZUESTA | component | HeatDistributionController | heating_system | HeatDistributionSystemType.FLOORHEATING
2026-07-31 12:42:32 UTC | bg01_02_CH_ZUESTA | bg01 | 02_CH | ZUESTA | component | HeatDistributionController | set_heating_threshold_outside_temperature_in_celsius | 16
2026-07-31 12:42:32 UTC | bg01_02_CH_ZUESTA | bg01 | 02_CH | ZUESTA | component | HeatDistributionController | heating_reference_temperature_in_celsius | -8
2026-07-31 12:42:32 UTC | bg01_02_CH_ZUESTA | bg01 | 02_CH | ZUESTA | component | HeatDistributionController | set_heating_temperature_for_building_in_celsius | 20.5
2026-07-31 12:42:32 UTC | bg01_02_CH_ZUESTA | bg01 | 02_CH | ZUESTA | component | HeatDistributionController | set_cooling_temperature_for_building_in_celsius | 99
2026-07-31 12:42:32 UTC | bg01_02_CH_ZUESTA | bg01 | 02_CH | ZUESTA | component | HeatDistributionController | heating_load_of_building_in_watt | 11855.7
2026-07-31 12:42:32 UTC | bg01_02_CH_ZUESTA | bg01 | 02_CH | ZUESTA | heat_distribution | HeatDistributionSystem | absolute_conditioned_floor_area_in_m2 | 195
2026-07-31 12:42:32 UTC | bg01_02_CH_ZUESTA | bg01 | 02_CH | ZUESTA | thermal_storage | SimpleHotWaterStorage | volume_heating_water_storage_in_liter | 592.8
2026-07-31 12:42:32 UTC | bg01_02_CH_ZUESTA | bg01 | 02_CH | ZUESTA | component | BufferRemainingCapacity60C | building_name | BUI1
2026-07-31 12:42:32 UTC | bg01_02_CH_ZUESTA | bg01 | 02_CH | ZUESTA | component | BufferRemainingCapacity60C | name | BufferRemainingCapacity60C
2026-07-31 12:42:32 UTC | bg01_02_CH_ZUESTA | bg01 | 02_CH | ZUESTA | component | BufferRemainingCapacity60C | volume_heating_water_storage_in_liter | 592.8
2026-07-31 12:42:32 UTC | bg01_02_CH_ZUESTA | bg01 | 02_CH | ZUESTA | component | BufferRemainingCapacity60C | max_temperature_in_celsius | 6
2026-07-31 12:42:32 UTC | bg01_02_CH_ZUESTA | bg01 | 02_CH | ZUESTA | component | BufferRemainingCapacity60C | water_density_kg_per_liter | 0.992
2026-07-31 12:42:32 UTC | bg01_02_CH_ZUESTA | bg01 | 02_CH | ZUESTA | component | BufferRemainingCapacity60C | water_specific_heat_capacity_j_per_kg_per_k | 4180
2026-07-31 12:42:32 UTC | bg01_02_CH_ZUESTA | bg01 | 02_CH | ZUESTA | component | GasBoilerController | building_name | BUI1
2026-07-31 12:42:32 UTC | bg01_02_CH_ZUESTA | bg01 | 02_CH | ZUESTA | component | GasBoilerController | name | GasBoilerController
2026-07-31 12:42:32 UTC | bg01_02_CH_ZUESTA | bg01 | 02_CH | ZUESTA | component | GasBoilerController | is_modulating | true
2026-07-31 12:42:32 UTC | bg01_02_CH_ZUESTA | bg01 | 02_CH | ZUESTA | component | GasBoilerController | set_heating_threshold_outside_temperature_in_celsius | 16
2026-07-31 12:42:32 UTC | bg01_02_CH_ZUESTA | bg01 | 02_CH | ZUESTA | component | GasBoilerController | minimal_thermal_power_in_watt | 0
2026-07-31 12:42:32 UTC | bg01_02_CH_ZUESTA | bg01 | 02_CH | ZUESTA | component | GasBoilerController | maximal_thermal_power_in_watt | 7510
2026-07-31 12:42:32 UTC | bg01_02_CH_ZUESTA | bg01 | 02_CH | ZUESTA | component | GasBoilerController | set_temperature_difference_for_full_power | 5
2026-07-31 12:42:32 UTC | bg01_02_CH_ZUESTA | bg01 | 02_CH | ZUESTA | component | GasBoilerController | minimum_runtime_in_seconds | 1800
2026-07-31 12:42:32 UTC | bg01_02_CH_ZUESTA | bg01 | 02_CH | ZUESTA | component | GasBoilerController | minimum_resting_time_in_seconds | 1800
2026-07-31 12:42:32 UTC | bg01_02_CH_ZUESTA | bg01 | 02_CH | ZUESTA | component | GasBoilerController | with_domestic_hot_water_preparation | true
2026-07-31 12:42:32 UTC | bg01_02_CH_ZUESTA | bg01 | 02_CH | ZUESTA | component | GasBoilerController | secondary_mode | false
2026-07-31 12:42:32 UTC | bg01_02_CH_ZUESTA | bg01 | 02_CH | ZUESTA | component | GasBoilerController | hysteresis_water_temperature_offset | 10
2026-07-31 12:42:32 UTC | bg01_02_CH_ZUESTA | bg01 | 02_CH | ZUESTA | component | GasBoilerController | seasonal_modulation_minimum_enabled | false
2026-07-31 12:42:32 UTC | bg01_02_CH_ZUESTA | bg01 | 02_CH | ZUESTA | component | GasBoilerController | winter_modulation_minimum_thermal_power_in_watt
2026-07-31 12:42:32 UTC | bg01_02_CH_ZUESTA | bg01 | 02_CH | ZUESTA | component | GasBoilerController | summer_modulation_minimum_thermal_power_in_watt
2026-07-31 12:42:32 UTC | bg01_02_CH_ZUESTA | bg01 | 02_CH | ZUESTA | component | GasBoilerController | summer_modulation_daily_avg_outdoor_temperature_threshold_celsius | 16
2026-07-31 12:42:32 UTC | bg01_02_CH_ZUESTA | bg01 | 02_CH | ZUESTA | heat_generator | GasBoiler | minimal_thermal_power_in_watt | 0
2026-07-31 12:42:32 UTC | bg01_02_CH_ZUESTA | bg01 | 02_CH | ZUESTA | heat_generator | GasBoiler | maximal_thermal_power_in_watt | 7510
2026-07-31 12:42:32 UTC | bg01_02_CH_ZUESTA | bg01 | 02_CH | ZUESTA | heat_generator | GasBoiler | eff_th_min | 0.6
2026-07-31 12:42:32 UTC | bg01_02_CH_ZUESTA | bg01 | 02_CH | ZUESTA | heat_generator | GasBoiler | eff_th_max | 0.9
2026-07-31 12:42:32 UTC | bg01_02_CH_ZUESTA | bg01 | 02_CH | ZUESTA | heat_generator | GasBoiler | boiler_type | BoilerType.CONDENSING
2026-07-31 12:42:32 UTC | bg01_02_CH_ZUESTA | bg01 | 02_CH | ZUESTA | heat_generator | GasBoiler | energy_carrier | LoadTypes.GAS
2026-07-31 12:42:32 UTC | bg01_02_CH_ZUESTA | bg01 | 02_CH | ZUESTA | component | GasMeter | building_name | BUI1
2026-07-31 12:42:32 UTC | bg01_02_CH_ZUESTA | bg01 | 02_CH | ZUESTA | component | GasMeter | name | GasMeter
2026-07-31 12:42:32 UTC | bg01_02_CH_ZUESTA | bg01 | 02_CH | ZUESTA | component | GasMeter | total_energy_from_grid_in_kwh
2026-07-31 12:42:32 UTC | bg01_02_CH_ZUESTA | bg01 | 02_CH | ZUESTA | component | GasMeter | gas_loadtype | LoadTypes.GAS
2026-07-31 12:42:32 UTC | bg01_02_CH_ZUESTA | bg01 | 02_CH | ZUESTA | component | HeatGeneratorTotalThermalPower | building_name | BUI1
2026-07-31 12:42:32 UTC | bg01_02_CH_ZUESTA | bg01 | 02_CH | ZUESTA | component | HeatGeneratorTotalThermalPower | name | HeatGeneratorTotalThermalPower
2026-07-31 12:42:32 UTC | bg01_02_CH_ZUESTA | bg01 | 02_CH | ZUESTA | component | HeatGeneratorTotalThermalPower | loadtype | LoadTypes.ANY
2026-07-31 12:42:32 UTC | bg01_02_CH_ZUESTA | bg01 | 02_CH | ZUESTA | component | HeatGeneratorTotalThermalPower | unit | Units.WATT
2026-07-31 12:42:32 UTC | bg01_02_CH_ZUESTA | bg01 | 02_CH | ZUESTA | component | HeatGeneratorPlantDhwThermalPower | building_name | BUI1
2026-07-31 12:42:32 UTC | bg01_02_CH_ZUESTA | bg01 | 02_CH | ZUESTA | component | HeatGeneratorPlantDhwThermalPower | name | HeatGeneratorPlantDhwThermalPower
2026-07-31 12:42:32 UTC | bg01_02_CH_ZUESTA | bg01 | 02_CH | ZUESTA | component | HeatGeneratorPlantDhwThermalPower | loadtype | LoadTypes.ANY
2026-07-31 12:42:32 UTC | bg01_02_CH_ZUESTA | bg01 | 02_CH | ZUESTA | component | HeatGeneratorPlantDhwThermalPower | unit | Units.WATT
2026-07-31 12:42:32 UTC | bg01_02_CH_ZUESTA | bg01 | 02_CH | ZUESTA | component | SolarDhwThermalPower | building_name | BUI1
2026-07-31 12:42:32 UTC | bg01_02_CH_ZUESTA | bg01 | 02_CH | ZUESTA | component | SolarDhwThermalPower | name | SolarDhwThermalPower
2026-07-31 12:42:32 UTC | bg01_02_CH_ZUESTA | bg01 | 02_CH | ZUESTA | component | SolarDhwThermalPower | value_watt
2026-07-31 12:42:32 UTC | bg01_02_CH_ZUESTA | bg01 | 02_CH | ZUESTA | component | SolarDhwThermalPower | loadtype | LoadTypes.ANY
2026-07-31 12:42:32 UTC | bg01_02_CH_ZUESTA | bg01 | 02_CH | ZUESTA | component | SolarDhwThermalPower | unit | Units.WATT
2026-07-31 12:42:32 UTC | bg01_02_CH_ZUESTA | bg01 | 02_CH | ZUESTA | component | FlexibilityPotential | building_name | BUI1
2026-07-31 12:42:32 UTC | bg01_02_CH_ZUESTA | bg01 | 02_CH | ZUESTA | component | FlexibilityPotential | name | FlexibilityPotential
2026-07-31 12:42:32 UTC | bg01_02_CH_ZUESTA | bg01 | 02_CH | ZUESTA | component | FlexibilityPotential | fallback_heating_cop | 1
2026-07-31 12:42:32 UTC | bg01_02_CH_ZUESTA | bg01 | 02_CH | ZUESTA | component | FlexibilityPotential | fallback_cooling_eer
2026-07-31 12:42:32 UTC | bg01_03_CH_ZUESTA | bg01 | 03_CH | ZUESTA | simulation | SimulationParameters | year | 2050
2026-07-31 12:42:32 UTC | bg01_03_CH_ZUESTA | bg01 | 03_CH | ZUESTA | simulation | SimulationParameters | seconds_per_timestep | 9 | s
2026-07-31 12:42:32 UTC | bg01_03_CH_ZUESTA | bg01 | 03_CH | ZUESTA | simulation | SimulationParameters | country | CH
2026-07-31 12:42:32 UTC | bg01_03_CH_ZUESTA | bg01 | 03_CH | ZUESTA | cli | cli_overrides | ARCH | 03_CH
2026-07-31 12:42:32 UTC | bg01_03_CH_ZUESTA | bg01 | 03_CH | ZUESTA | cli | cli_overrides | WEATHER | ZUESTA
2026-07-31 12:42:32 UTC | bg01_03_CH_ZUESTA | bg01 | 03_CH | ZUESTA | cli | cli_overrides | TIME_HORIZON | future
2026-07-31 12:42:32 UTC | bg01_03_CH_ZUESTA | bg01 | 03_CH | ZUESTA | cli | cli_overrides | SCENARIO | none
2026-07-31 12:42:32 UTC | bg01_03_CH_ZUESTA | bg01 | 03_CH | ZUESTA | cli | cli_overrides | OCC | SIA2024
2026-07-31 12:42:32 UTC | bg01_03_CH_ZUESTA | bg01 | 03_CH | ZUESTA | cli | cli_overrides | HEATGEN_SIZING | IDEAL_LOOKUP
2026-07-31 12:42:32 UTC | bg01_03_CH_ZUESTA | bg01 | 03_CH | ZUESTA | cli | cli_overrides | HP_SHARE_OF_IDEAL | 0.8
2026-07-31 12:42:32 UTC | bg01_03_CH_ZUESTA | bg01 | 03_CH | ZUESTA | internal_loads | SIA2024Occupancy | conditioned_floor_area_in_m2 | 18
2026-07-31 12:42:32 UTC | bg01_03_CH_ZUESTA | bg01 | 03_CH | ZUESTA | internal_loads | SIA2024Occupancy | appliances_load_w_per_m2 | 1
2026-07-31 12:42:32 UTC | bg01_03_CH_ZUESTA | bg01 | 03_CH | ZUESTA | internal_loads | SIA2024Occupancy | lighting_load_w_per_m2 | 3
2026-07-31 12:42:32 UTC | bg01_03_CH_ZUESTA | bg01 | 03_CH | ZUESTA | internal_loads | SIA2024Occupancy | lighting_annual_full_load_hours | 846
2026-07-31 12:42:32 UTC | bg01_03_CH_ZUESTA | bg01 | 03_CH | ZUESTA | internal_loads | SIA2024Occupancy | appliances_yearly_utilization_per_month | 0.7995
2026-07-31 12:42:32 UTC | bg01_03_CH_ZUESTA | bg01 | 03_CH | ZUESTA | weather | Weather | source_path | C:\Users\het\HiSim\hisim\inputs\weather\custom_csv\Zurich\NABZUE_2060_RCP85_DRY.csv
2026-07-31 12:42:32 UTC | bg01_03_CH_ZUESTA | bg01 | 03_CH | ZUESTA | weather | Weather | location | Zurich
2026-07-31 12:42:32 UTC | bg01_03_CH_ZUESTA | bg01 | 03_CH | ZUESTA | weather | Weather | name | Weather
2026-07-31 12:42:32 UTC | bg01_03_CH_ZUESTA | bg01 | 03_CH | ZUESTA | component | ElectricityMeter | building_name | BUI1
2026-07-31 12:42:32 UTC | bg01_03_CH_ZUESTA | bg01 | 03_CH | ZUESTA | component | ElectricityMeter | name | ElectricityMeter
2026-07-31 12:42:32 UTC | bg01_03_CH_ZUESTA | bg01 | 03_CH | ZUESTA | building | Building | building_name | 1946_1960
2026-07-31 12:42:32 UTC | bg01_03_CH_ZUESTA | bg01 | 03_CH | ZUESTA | building | Building | building_code | AT.N.SFH.03.Gen.ReEx.001.002
2026-07-31 12:42:32 UTC | bg01_03_CH_ZUESTA | bg01 | 03_CH | ZUESTA | building | Building | building_heat_capacity_class | medium
2026-07-31 12:42:32 UTC | bg01_03_CH_ZUESTA | bg01 | 03_CH | ZUESTA | building | Building | absolute_conditioned_floor_area_in_m2 | 180
2026-07-31 12:42:32 UTC | bg01_03_CH_ZUESTA | bg01 | 03_CH | ZUESTA | building | Building | heating_reference_temperature_in_celsius | -8
2026-07-31 12:42:32 UTC | bg01_03_CH_ZUESTA | bg01 | 03_CH | ZUESTA | building | Building | floor_u_value_in_watt_per_m2_per_kelvin | 0.98
2026-07-31 12:42:32 UTC | bg01_03_CH_ZUESTA | bg01 | 03_CH | ZUESTA | building | Building | floor_area_in_m2 | 86.1
2026-07-31 12:42:32 UTC | bg01_03_CH_ZUESTA | bg01 | 03_CH | ZUESTA | building | Building | facade_u_value_in_watt_per_m2_per_kelvin | 0.81
2026-07-31 12:42:32 UTC | bg01_03_CH_ZUESTA | bg01 | 03_CH | ZUESTA | building | Building | facade_area_in_m2 | 167.6
2026-07-31 12:42:32 UTC | bg01_03_CH_ZUESTA | bg01 | 03_CH | ZUESTA | building | Building | roof_u_value_in_watt_per_m2_per_kelvin | 0.44
2026-07-31 12:42:32 UTC | bg01_03_CH_ZUESTA | bg01 | 03_CH | ZUESTA | building | Building | roof_area_in_m2 | 95.44
2026-07-31 12:42:32 UTC | bg01_03_CH_ZUESTA | bg01 | 03_CH | ZUESTA | building | Building | window_u_value_in_watt_per_m2_per_kelvin | 1.6
2026-07-31 12:42:32 UTC | bg01_03_CH_ZUESTA | bg01 | 03_CH | ZUESTA | building | Building | window_area_in_m2 | 28.8
2026-07-31 12:42:32 UTC | bg01_03_CH_ZUESTA | bg01 | 03_CH | ZUESTA | building | Building | door_u_value_in_watt_per_m2_per_kelvin
2026-07-31 12:42:32 UTC | bg01_03_CH_ZUESTA | bg01 | 03_CH | ZUESTA | building | Building | door_area_in_m2
2026-07-31 12:42:32 UTC | bg01_03_CH_ZUESTA | bg01 | 03_CH | ZUESTA | building | Building | set_heating_temperature_in_celsius | 20.5
2026-07-31 12:42:32 UTC | bg01_03_CH_ZUESTA | bg01 | 03_CH | ZUESTA | building | Building | set_cooling_temperature_in_celsius | 99
2026-07-31 12:42:32 UTC | bg01_03_CH_ZUESTA | bg01 | 03_CH | ZUESTA | building | Building | natural_ventilation_m3_per_h_per_person | 29
2026-07-31 12:42:32 UTC | bg01_03_CH_ZUESTA | bg01 | 03_CH | ZUESTA | building | Building | sia_natural_ventilation_m3_per_h_per_m2 | 0.6
2026-07-31 12:42:32 UTC | bg01_03_CH_ZUESTA | bg01 | 03_CH | ZUESTA | building | Building | swiss_infiltration_rate_per_h | 0.3
2026-07-31 12:42:32 UTC | bg01_03_CH_ZUESTA | bg01 | 03_CH | ZUESTA | building | Building | heating_demand_mode | iso13790
2026-07-31 12:42:32 UTC | bg01_03_CH_ZUESTA | bg01 | 03_CH | ZUESTA | building | Building | operative_heating_proportional_band_in_celsius | 1
2026-07-31 12:42:32 UTC | bg01_03_CH_ZUESTA | bg01 | 03_CH | ZUESTA | building | Building | operative_heating_proportional_gain | 1
2026-07-31 12:42:32 UTC | bg01_03_CH_ZUESTA | bg01 | 03_CH | ZUESTA | building | Building | control_comfort_lower_bound_shift_in_celsius
2026-07-31 12:42:32 UTC | bg01_03_CH_ZUESTA | bg01 | 03_CH | ZUESTA | building | Building | comfort_aware_seasonal_heating_gate | true
2026-07-31 12:42:32 UTC | bg01_03_CH_ZUESTA | bg01 | 03_CH | ZUESTA | component | StrictComfortDemandController | building_name | BUI1
2026-07-31 12:42:32 UTC | bg01_03_CH_ZUESTA | bg01 | 03_CH | ZUESTA | component | StrictComfortDemandController | name | StrictComfortDemandController
2026-07-31 12:42:32 UTC | bg01_03_CH_ZUESTA | bg01 | 03_CH | ZUESTA | component | StrictComfortDemandController | temperature_air_heating_in_celsius | 20.5
2026-07-31 12:42:32 UTC | bg01_03_CH_ZUESTA | bg01 | 03_CH | ZUESTA | component | StrictComfortDemandController | temperature_air_cooling_in_celsius | 24
2026-07-31 12:42:32 UTC | bg01_03_CH_ZUESTA | bg01 | 03_CH | ZUESTA | component | StrictComfortDemandController | offset | 0.5
2026-07-31 12:42:32 UTC | bg01_03_CH_ZUESTA | bg01 | 03_CH | ZUESTA | component | StrictComfortDemandController | mode | 2
2026-07-31 12:42:32 UTC | bg01_03_CH_ZUESTA | bg01 | 03_CH | ZUESTA | component | StrictComfortDemandController | use_adaptive_comfort_band | true
2026-07-31 12:42:32 UTC | bg01_03_CH_ZUESTA | bg01 | 03_CH | ZUESTA | component | StrictComfortDemandController | control_strategy | strict_comfort_band_v1
2026-07-31 12:42:32 UTC | bg01_03_CH_ZUESTA | bg01 | 03_CH | ZUESTA | component | StrictComfortDemandController | comfort_band_inner_offset_in_celsius | 0.5
2026-07-31 12:42:32 UTC | bg01_03_CH_ZUESTA | bg01 | 03_CH | ZUESTA | component | StrictComfortDemandController | comfort_band_inner_offset_lower_in_celsius | 1
2026-07-31 12:42:32 UTC | bg01_03_CH_ZUESTA | bg01 | 03_CH | ZUESTA | component | StrictComfortDemandController | comfort_band_inner_offset_upper_in_celsius | 0.5
2026-07-31 12:42:32 UTC | bg01_03_CH_ZUESTA | bg01 | 03_CH | ZUESTA | component | StrictComfortDemandController | heating_disabled_above_running_mean_outdoor_temperature_in_celsius | 18
2026-07-31 12:42:32 UTC | bg01_03_CH_ZUESTA | bg01 | 03_CH | ZUESTA | component | StrictComfortDemandController | cooling_enabled_above_running_mean_outdoor_temperature_in_celsius | 99
2026-07-31 12:42:32 UTC | bg01_03_CH_ZUESTA | bg01 | 03_CH | ZUESTA | component | ComfortBandHeatingDemand | building_name | BUI1
2026-07-31 12:42:32 UTC | bg01_03_CH_ZUESTA | bg01 | 03_CH | ZUESTA | component | ComfortBandHeatingDemand | name | ComfortBandHeatingDemand
2026-07-31 12:42:32 UTC | bg01_03_CH_ZUESTA | bg01 | 03_CH | ZUESTA | component | ComfortBandHeatingDemand | max_heating_power_in_watt | 10601.2
2026-07-31 12:42:32 UTC | bg01_03_CH_ZUESTA | bg01 | 03_CH | ZUESTA | component | ComfortBandHeatingDemand | proportional_gain_in_watt_per_kelvin | 21202.5
2026-07-31 12:42:32 UTC | bg01_03_CH_ZUESTA | bg01 | 03_CH | ZUESTA | component | StrictComfortSetpointModifier | building_name | BUI1
2026-07-31 12:42:32 UTC | bg01_03_CH_ZUESTA | bg01 | 03_CH | ZUESTA | component | StrictComfortSetpointModifier | name | StrictComfortSetpointModifier
2026-07-31 12:42:32 UTC | bg01_03_CH_ZUESTA | bg01 | 03_CH | ZUESTA | component | StrictComfortSetpointModifier | base_heating_setpoint_in_celsius | 20.5
2026-07-31 12:42:32 UTC | bg01_03_CH_ZUESTA | bg01 | 03_CH | ZUESTA | component | StrictComfortSetpointModifier | recovery_gain | 5
2026-07-31 12:42:32 UTC | bg01_03_CH_ZUESTA | bg01 | 03_CH | ZUESTA | component | StrictComfortSetpointModifier | max_recovery_boost_in_celsius | 5
2026-07-31 12:42:32 UTC | bg01_03_CH_ZUESTA | bg01 | 03_CH | ZUESTA | component | StrictComfortSetpointModifier | clamp_min_modifier_in_celsius
2026-07-31 12:42:32 UTC | bg01_03_CH_ZUESTA | bg01 | 03_CH | ZUESTA | component | StrictComfortSetpointModifier | clamp_max_modifier_in_celsius | 15
2026-07-31 12:42:32 UTC | bg01_03_CH_ZUESTA | bg01 | 03_CH | ZUESTA | component | HeatDistributionController | building_name | BUI1
2026-07-31 12:42:32 UTC | bg01_03_CH_ZUESTA | bg01 | 03_CH | ZUESTA | component | HeatDistributionController | name | HeatDistributionController
2026-07-31 12:42:32 UTC | bg01_03_CH_ZUESTA | bg01 | 03_CH | ZUESTA | component | HeatDistributionController | heating_system | HeatDistributionSystemType.FLOORHEATING
2026-07-31 12:42:32 UTC | bg01_03_CH_ZUESTA | bg01 | 03_CH | ZUESTA | component | HeatDistributionController | set_heating_threshold_outside_temperature_in_celsius | 16
2026-07-31 12:42:32 UTC | bg01_03_CH_ZUESTA | bg01 | 03_CH | ZUESTA | component | HeatDistributionController | heating_reference_temperature_in_celsius | -8
2026-07-31 12:42:32 UTC | bg01_03_CH_ZUESTA | bg01 | 03_CH | ZUESTA | component | HeatDistributionController | set_heating_temperature_for_building_in_celsius | 20.5
2026-07-31 12:42:32 UTC | bg01_03_CH_ZUESTA | bg01 | 03_CH | ZUESTA | component | HeatDistributionController | set_cooling_temperature_for_building_in_celsius | 99
2026-07-31 12:42:32 UTC | bg01_03_CH_ZUESTA | bg01 | 03_CH | ZUESTA | component | HeatDistributionController | heating_load_of_building_in_watt | 10601.2
2026-07-31 12:42:32 UTC | bg01_03_CH_ZUESTA | bg01 | 03_CH | ZUESTA | heat_distribution | HeatDistributionSystem | absolute_conditioned_floor_area_in_m2 | 18
2026-07-31 12:42:32 UTC | bg01_03_CH_ZUESTA | bg01 | 03_CH | ZUESTA | thermal_storage | SimpleHotWaterStorage | volume_heating_water_storage_in_liter | 530.1
2026-07-31 12:42:32 UTC | bg01_03_CH_ZUESTA | bg01 | 03_CH | ZUESTA | component | BufferRemainingCapacity60C | building_name | BUI1
2026-07-31 12:42:32 UTC | bg01_03_CH_ZUESTA | bg01 | 03_CH | ZUESTA | component | BufferRemainingCapacity60C | name | BufferRemainingCapacity60C
2026-07-31 12:42:32 UTC | bg01_03_CH_ZUESTA | bg01 | 03_CH | ZUESTA | component | BufferRemainingCapacity60C | volume_heating_water_storage_in_liter | 530.1
2026-07-31 12:42:32 UTC | bg01_03_CH_ZUESTA | bg01 | 03_CH | ZUESTA | component | BufferRemainingCapacity60C | max_temperature_in_celsius | 6
2026-07-31 12:42:32 UTC | bg01_03_CH_ZUESTA | bg01 | 03_CH | ZUESTA | component | BufferRemainingCapacity60C | water_density_kg_per_liter | 0.992
2026-07-31 12:42:32 UTC | bg01_03_CH_ZUESTA | bg01 | 03_CH | ZUESTA | component | BufferRemainingCapacity60C | water_specific_heat_capacity_j_per_kg_per_k | 4180
2026-07-31 12:42:32 UTC | bg01_03_CH_ZUESTA | bg01 | 03_CH | ZUESTA | component | GasBoilerController | building_name | BUI1
2026-07-31 12:42:32 UTC | bg01_03_CH_ZUESTA | bg01 | 03_CH | ZUESTA | component | GasBoilerController | name | GasBoilerController
2026-07-31 12:42:32 UTC | bg01_03_CH_ZUESTA | bg01 | 03_CH | ZUESTA | component | GasBoilerController | is_modulating | true
2026-07-31 12:42:32 UTC | bg01_03_CH_ZUESTA | bg01 | 03_CH | ZUESTA | component | GasBoilerController | set_heating_threshold_outside_temperature_in_celsius | 16
2026-07-31 12:42:32 UTC | bg01_03_CH_ZUESTA | bg01 | 03_CH | ZUESTA | component | GasBoilerController | minimal_thermal_power_in_watt | 0
2026-07-31 12:42:32 UTC | bg01_03_CH_ZUESTA | bg01 | 03_CH | ZUESTA | component | GasBoilerController | maximal_thermal_power_in_watt | 7020
2026-07-31 12:42:32 UTC | bg01_03_CH_ZUESTA | bg01 | 03_CH | ZUESTA | component | GasBoilerController | set_temperature_difference_for_full_power | 5
2026-07-31 12:42:32 UTC | bg01_03_CH_ZUESTA | bg01 | 03_CH | ZUESTA | component | GasBoilerController | minimum_runtime_in_seconds | 1800
2026-07-31 12:42:32 UTC | bg01_03_CH_ZUESTA | bg01 | 03_CH | ZUESTA | component | GasBoilerController | minimum_resting_time_in_seconds | 1800
2026-07-31 12:42:32 UTC | bg01_03_CH_ZUESTA | bg01 | 03_CH | ZUESTA | component | GasBoilerController | with_domestic_hot_water_preparation | true
2026-07-31 12:42:32 UTC | bg01_03_CH_ZUESTA | bg01 | 03_CH | ZUESTA | component | GasBoilerController | secondary_mode | false
2026-07-31 12:42:32 UTC | bg01_03_CH_ZUESTA | bg01 | 03_CH | ZUESTA | component | GasBoilerController | hysteresis_water_temperature_offset | 10
2026-07-31 12:42:32 UTC | bg01_03_CH_ZUESTA | bg01 | 03_CH | ZUESTA | component | GasBoilerController | seasonal_modulation_minimum_enabled | false
2026-07-31 12:42:32 UTC | bg01_03_CH_ZUESTA | bg01 | 03_CH | ZUESTA | component | GasBoilerController | winter_modulation_minimum_thermal_power_in_watt
2026-07-31 12:42:32 UTC | bg01_03_CH_ZUESTA | bg01 | 03_CH | ZUESTA | component | GasBoilerController | summer_modulation_minimum_thermal_power_in_watt
2026-07-31 12:42:32 UTC | bg01_03_CH_ZUESTA | bg01 | 03_CH | ZUESTA | component | GasBoilerController | summer_modulation_daily_avg_outdoor_temperature_threshold_celsius | 16
2026-07-31 12:42:32 UTC | bg01_03_CH_ZUESTA | bg01 | 03_CH | ZUESTA | heat_generator | GasBoiler | minimal_thermal_power_in_watt | 0
2026-07-31 12:42:32 UTC | bg01_03_CH_ZUESTA | bg01 | 03_CH | ZUESTA | heat_generator | GasBoiler | maximal_thermal_power_in_watt | 7020
2026-07-31 12:42:32 UTC | bg01_03_CH_ZUESTA | bg01 | 03_CH | ZUESTA | heat_generator | GasBoiler | eff_th_min | 0.6
2026-07-31 12:42:32 UTC | bg01_03_CH_ZUESTA | bg01 | 03_CH | ZUESTA | heat_generator | GasBoiler | eff_th_max | 0.9
2026-07-31 12:42:32 UTC | bg01_03_CH_ZUESTA | bg01 | 03_CH | ZUESTA | heat_generator | GasBoiler | boiler_type | BoilerType.CONDENSING
2026-07-31 12:42:32 UTC | bg01_03_CH_ZUESTA | bg01 | 03_CH | ZUESTA | heat_generator | GasBoiler | energy_carrier | LoadTypes.GAS
2026-07-31 12:42:32 UTC | bg01_03_CH_ZUESTA | bg01 | 03_CH | ZUESTA | component | GasMeter | building_name | BUI1
2026-07-31 12:42:32 UTC | bg01_03_CH_ZUESTA | bg01 | 03_CH | ZUESTA | component | GasMeter | name | GasMeter
2026-07-31 12:42:32 UTC | bg01_03_CH_ZUESTA | bg01 | 03_CH | ZUESTA | component | GasMeter | total_energy_from_grid_in_kwh
2026-07-31 12:42:32 UTC | bg01_03_CH_ZUESTA | bg01 | 03_CH | ZUESTA | component | GasMeter | gas_loadtype | LoadTypes.GAS
2026-07-31 12:42:32 UTC | bg01_03_CH_ZUESTA | bg01 | 03_CH | ZUESTA | component | HeatGeneratorTotalThermalPower | building_name | BUI1
2026-07-31 12:42:32 UTC | bg01_03_CH_ZUESTA | bg01 | 03_CH | ZUESTA | component | HeatGeneratorTotalThermalPower | name | HeatGeneratorTotalThermalPower
2026-07-31 12:42:32 UTC | bg01_03_CH_ZUESTA | bg01 | 03_CH | ZUESTA | component | HeatGeneratorTotalThermalPower | loadtype | LoadTypes.ANY
2026-07-31 12:42:32 UTC | bg01_03_CH_ZUESTA | bg01 | 03_CH | ZUESTA | component | HeatGeneratorTotalThermalPower | unit | Units.WATT
2026-07-31 12:42:32 UTC | bg01_03_CH_ZUESTA | bg01 | 03_CH | ZUESTA | component | HeatGeneratorPlantDhwThermalPower | building_name | BUI1
2026-07-31 12:42:32 UTC | bg01_03_CH_ZUESTA | bg01 | 03_CH | ZUESTA | component | HeatGeneratorPlantDhwThermalPower | name | HeatGeneratorPlantDhwThermalPower
2026-07-31 12:42:32 UTC | bg01_03_CH_ZUESTA | bg01 | 03_CH | ZUESTA | component | HeatGeneratorPlantDhwThermalPower | loadtype | LoadTypes.ANY
2026-07-31 12:42:32 UTC | bg01_03_CH_ZUESTA | bg01 | 03_CH | ZUESTA | component | HeatGeneratorPlantDhwThermalPower | unit | Units.WATT
2026-07-31 12:42:32 UTC | bg01_03_CH_ZUESTA | bg01 | 03_CH | ZUESTA | component | SolarDhwThermalPower | building_name | BUI1
2026-07-31 12:42:32 UTC | bg01_03_CH_ZUESTA | bg01 | 03_CH | ZUESTA | component | SolarDhwThermalPower | name | SolarDhwThermalPower
2026-07-31 12:42:32 UTC | bg01_03_CH_ZUESTA | bg01 | 03_CH | ZUESTA | component | SolarDhwThermalPower | value_watt
2026-07-31 12:42:32 UTC | bg01_03_CH_ZUESTA | bg01 | 03_CH | ZUESTA | component | SolarDhwThermalPower | loadtype | LoadTypes.ANY
2026-07-31 12:42:32 UTC | bg01_03_CH_ZUESTA | bg01 | 03_CH | ZUESTA | component | SolarDhwThermalPower | unit | Units.WATT
2026-07-31 12:42:32 UTC | bg01_03_CH_ZUESTA | bg01 | 03_CH | ZUESTA | component | FlexibilityPotential | building_name | BUI1
2026-07-31 12:42:32 UTC | bg01_03_CH_ZUESTA | bg01 | 03_CH | ZUESTA | component | FlexibilityPotential | name | FlexibilityPotential
2026-07-31 12:42:32 UTC | bg01_03_CH_ZUESTA | bg01 | 03_CH | ZUESTA | component | FlexibilityPotential | fallback_heating_cop | 1
2026-07-31 12:42:32 UTC | bg01_03_CH_ZUESTA | bg01 | 03_CH | ZUESTA | component | FlexibilityPotential | fallback_cooling_eer
2026-07-31 12:42:32 UTC | bg01_04_CH_ZUESTA | bg01 | 04_CH | ZUESTA | simulation | SimulationParameters | year | 2050
2026-07-31 12:42:32 UTC | bg01_04_CH_ZUESTA | bg01 | 04_CH | ZUESTA | simulation | SimulationParameters | seconds_per_timestep | 9 | s
2026-07-31 12:42:32 UTC | bg01_04_CH_ZUESTA | bg01 | 04_CH | ZUESTA | simulation | SimulationParameters | country | CH
2026-07-31 12:42:32 UTC | bg01_04_CH_ZUESTA | bg01 | 04_CH | ZUESTA | cli | cli_overrides | ARCH | 04_CH
2026-07-31 12:42:32 UTC | bg01_04_CH_ZUESTA | bg01 | 04_CH | ZUESTA | cli | cli_overrides | WEATHER | ZUESTA
2026-07-31 12:42:32 UTC | bg01_04_CH_ZUESTA | bg01 | 04_CH | ZUESTA | cli | cli_overrides | TIME_HORIZON | future
2026-07-31 12:42:32 UTC | bg01_04_CH_ZUESTA | bg01 | 04_CH | ZUESTA | cli | cli_overrides | SCENARIO | none
2026-07-31 12:42:32 UTC | bg01_04_CH_ZUESTA | bg01 | 04_CH | ZUESTA | cli | cli_overrides | OCC | SIA2024
2026-07-31 12:42:32 UTC | bg01_04_CH_ZUESTA | bg01 | 04_CH | ZUESTA | cli | cli_overrides | HEATGEN_SIZING | IDEAL_LOOKUP
2026-07-31 12:42:32 UTC | bg01_04_CH_ZUESTA | bg01 | 04_CH | ZUESTA | cli | cli_overrides | HP_SHARE_OF_IDEAL | 0.8
2026-07-31 12:42:32 UTC | bg01_04_CH_ZUESTA | bg01 | 04_CH | ZUESTA | internal_loads | SIA2024Occupancy | conditioned_floor_area_in_m2 | 19
2026-07-31 12:42:32 UTC | bg01_04_CH_ZUESTA | bg01 | 04_CH | ZUESTA | internal_loads | SIA2024Occupancy | appliances_load_w_per_m2 | 1
2026-07-31 12:42:32 UTC | bg01_04_CH_ZUESTA | bg01 | 04_CH | ZUESTA | internal_loads | SIA2024Occupancy | lighting_load_w_per_m2 | 3
2026-07-31 12:42:32 UTC | bg01_04_CH_ZUESTA | bg01 | 04_CH | ZUESTA | internal_loads | SIA2024Occupancy | lighting_annual_full_load_hours | 846
2026-07-31 12:42:32 UTC | bg01_04_CH_ZUESTA | bg01 | 04_CH | ZUESTA | internal_loads | SIA2024Occupancy | appliances_yearly_utilization_per_month | 0.7995
2026-07-31 12:42:32 UTC | bg01_04_CH_ZUESTA | bg01 | 04_CH | ZUESTA | weather | Weather | source_path | C:\Users\het\HiSim\hisim\inputs\weather\custom_csv\Zurich\NABZUE_2060_RCP85_DRY.csv
2026-07-31 12:42:32 UTC | bg01_04_CH_ZUESTA | bg01 | 04_CH | ZUESTA | weather | Weather | location | Zurich
2026-07-31 12:42:32 UTC | bg01_04_CH_ZUESTA | bg01 | 04_CH | ZUESTA | weather | Weather | name | Weather
2026-07-31 12:42:32 UTC | bg01_04_CH_ZUESTA | bg01 | 04_CH | ZUESTA | component | ElectricityMeter | building_name | BUI1
2026-07-31 12:42:32 UTC | bg01_04_CH_ZUESTA | bg01 | 04_CH | ZUESTA | component | ElectricityMeter | name | ElectricityMeter
2026-07-31 12:42:32 UTC | bg01_04_CH_ZUESTA | bg01 | 04_CH | ZUESTA | building | Building | building_name | 1961_1970
2026-07-31 12:42:32 UTC | bg01_04_CH_ZUESTA | bg01 | 04_CH | ZUESTA | building | Building | building_code | AT.N.SFH.04.Gen.ReEx.001.002
2026-07-31 12:42:32 UTC | bg01_04_CH_ZUESTA | bg01 | 04_CH | ZUESTA | building | Building | building_heat_capacity_class | heavy
2026-07-31 12:42:32 UTC | bg01_04_CH_ZUESTA | bg01 | 04_CH | ZUESTA | building | Building | absolute_conditioned_floor_area_in_m2 | 190
2026-07-31 12:42:32 UTC | bg01_04_CH_ZUESTA | bg01 | 04_CH | ZUESTA | building | Building | heating_reference_temperature_in_celsius | -8
2026-07-31 12:42:32 UTC | bg01_04_CH_ZUESTA | bg01 | 04_CH | ZUESTA | building | Building | floor_u_value_in_watt_per_m2_per_kelvin | 1
2026-07-31 12:42:32 UTC | bg01_04_CH_ZUESTA | bg01 | 04_CH | ZUESTA | building | Building | floor_area_in_m2 | 99.2
2026-07-31 12:42:32 UTC | bg01_04_CH_ZUESTA | bg01 | 04_CH | ZUESTA | building | Building | facade_u_value_in_watt_per_m2_per_kelvin | 0.7
2026-07-31 12:42:32 UTC | bg01_04_CH_ZUESTA | bg01 | 04_CH | ZUESTA | building | Building | facade_area_in_m2 | 163.4
2026-07-31 12:42:32 UTC | bg01_04_CH_ZUESTA | bg01 | 04_CH | ZUESTA | building | Building | roof_u_value_in_watt_per_m2_per_kelvin | 0.47
2026-07-31 12:42:32 UTC | bg01_04_CH_ZUESTA | bg01 | 04_CH | ZUESTA | building | Building | roof_area_in_m2 | 108.8
2026-07-31 12:42:32 UTC | bg01_04_CH_ZUESTA | bg01 | 04_CH | ZUESTA | building | Building | window_u_value_in_watt_per_m2_per_kelvin | 1.7
2026-07-31 12:42:32 UTC | bg01_04_CH_ZUESTA | bg01 | 04_CH | ZUESTA | building | Building | window_area_in_m2 | 30.4
2026-07-31 12:42:32 UTC | bg01_04_CH_ZUESTA | bg01 | 04_CH | ZUESTA | building | Building | door_u_value_in_watt_per_m2_per_kelvin
2026-07-31 12:42:32 UTC | bg01_04_CH_ZUESTA | bg01 | 04_CH | ZUESTA | building | Building | door_area_in_m2
2026-07-31 12:42:32 UTC | bg01_04_CH_ZUESTA | bg01 | 04_CH | ZUESTA | building | Building | set_heating_temperature_in_celsius | 20.5
2026-07-31 12:42:32 UTC | bg01_04_CH_ZUESTA | bg01 | 04_CH | ZUESTA | building | Building | set_cooling_temperature_in_celsius | 99
2026-07-31 12:42:32 UTC | bg01_04_CH_ZUESTA | bg01 | 04_CH | ZUESTA | building | Building | natural_ventilation_m3_per_h_per_person | 29
2026-07-31 12:42:32 UTC | bg01_04_CH_ZUESTA | bg01 | 04_CH | ZUESTA | building | Building | sia_natural_ventilation_m3_per_h_per_m2 | 0.6
2026-07-31 12:42:32 UTC | bg01_04_CH_ZUESTA | bg01 | 04_CH | ZUESTA | building | Building | swiss_infiltration_rate_per_h | 0.3
2026-07-31 12:42:32 UTC | bg01_04_CH_ZUESTA | bg01 | 04_CH | ZUESTA | building | Building | heating_demand_mode | iso13790
2026-07-31 12:42:32 UTC | bg01_04_CH_ZUESTA | bg01 | 04_CH | ZUESTA | building | Building | operative_heating_proportional_band_in_celsius | 1
2026-07-31 12:42:32 UTC | bg01_04_CH_ZUESTA | bg01 | 04_CH | ZUESTA | building | Building | operative_heating_proportional_gain | 1
2026-07-31 12:42:32 UTC | bg01_04_CH_ZUESTA | bg01 | 04_CH | ZUESTA | building | Building | control_comfort_lower_bound_shift_in_celsius
2026-07-31 12:42:32 UTC | bg01_04_CH_ZUESTA | bg01 | 04_CH | ZUESTA | building | Building | comfort_aware_seasonal_heating_gate | true
2026-07-31 12:42:32 UTC | bg01_04_CH_ZUESTA | bg01 | 04_CH | ZUESTA | component | StrictComfortDemandController | building_name | BUI1
2026-07-31 12:42:32 UTC | bg01_04_CH_ZUESTA | bg01 | 04_CH | ZUESTA | component | StrictComfortDemandController | name | StrictComfortDemandController
2026-07-31 12:42:32 UTC | bg01_04_CH_ZUESTA | bg01 | 04_CH | ZUESTA | component | StrictComfortDemandController | temperature_air_heating_in_celsius | 20.5
2026-07-31 12:42:32 UTC | bg01_04_CH_ZUESTA | bg01 | 04_CH | ZUESTA | component | StrictComfortDemandController | temperature_air_cooling_in_celsius | 24
2026-07-31 12:42:32 UTC | bg01_04_CH_ZUESTA | bg01 | 04_CH | ZUESTA | component | StrictComfortDemandController | offset | 0.5
2026-07-31 12:42:32 UTC | bg01_04_CH_ZUESTA | bg01 | 04_CH | ZUESTA | component | StrictComfortDemandController | mode | 2
2026-07-31 12:42:32 UTC | bg01_04_CH_ZUESTA | bg01 | 04_CH | ZUESTA | component | StrictComfortDemandController | use_adaptive_comfort_band | true
2026-07-31 12:42:32 UTC | bg01_04_CH_ZUESTA | bg01 | 04_CH | ZUESTA | component | StrictComfortDemandController | control_strategy | strict_comfort_band_v1
2026-07-31 12:42:32 UTC | bg01_04_CH_ZUESTA | bg01 | 04_CH | ZUESTA | component | StrictComfortDemandController | comfort_band_inner_offset_in_celsius | 0.5
2026-07-31 12:42:32 UTC | bg01_04_CH_ZUESTA | bg01 | 04_CH | ZUESTA | component | StrictComfortDemandController | comfort_band_inner_offset_lower_in_celsius | 1
2026-07-31 12:42:32 UTC | bg01_04_CH_ZUESTA | bg01 | 04_CH | ZUESTA | component | StrictComfortDemandController | comfort_band_inner_offset_upper_in_celsius | 0.5
2026-07-31 12:42:32 UTC | bg01_04_CH_ZUESTA | bg01 | 04_CH | ZUESTA | component | StrictComfortDemandController | heating_disabled_above_running_mean_outdoor_temperature_in_celsius | 18
2026-07-31 12:42:32 UTC | bg01_04_CH_ZUESTA | bg01 | 04_CH | ZUESTA | component | StrictComfortDemandController | cooling_enabled_above_running_mean_outdoor_temperature_in_celsius | 99
2026-07-31 12:42:32 UTC | bg01_04_CH_ZUESTA | bg01 | 04_CH | ZUESTA | component | ComfortBandHeatingDemand | building_name | BUI1
2026-07-31 12:42:32 UTC | bg01_04_CH_ZUESTA | bg01 | 04_CH | ZUESTA | component | ComfortBandHeatingDemand | name | ComfortBandHeatingDemand
2026-07-31 12:42:32 UTC | bg01_04_CH_ZUESTA | bg01 | 04_CH | ZUESTA | component | ComfortBandHeatingDemand | max_heating_power_in_watt | 10850.1
2026-07-31 12:42:32 UTC | bg01_04_CH_ZUESTA | bg01 | 04_CH | ZUESTA | component | ComfortBandHeatingDemand | proportional_gain_in_watt_per_kelvin | 21700.3
2026-07-31 12:42:32 UTC | bg01_04_CH_ZUESTA | bg01 | 04_CH | ZUESTA | component | StrictComfortSetpointModifier | building_name | BUI1
2026-07-31 12:42:32 UTC | bg01_04_CH_ZUESTA | bg01 | 04_CH | ZUESTA | component | StrictComfortSetpointModifier | name | StrictComfortSetpointModifier
2026-07-31 12:42:32 UTC | bg01_04_CH_ZUESTA | bg01 | 04_CH | ZUESTA | component | StrictComfortSetpointModifier | base_heating_setpoint_in_celsius | 20.5
2026-07-31 12:42:32 UTC | bg01_04_CH_ZUESTA | bg01 | 04_CH | ZUESTA | component | StrictComfortSetpointModifier | recovery_gain | 5
2026-07-31 12:42:32 UTC | bg01_04_CH_ZUESTA | bg01 | 04_CH | ZUESTA | component | StrictComfortSetpointModifier | max_recovery_boost_in_celsius | 5
2026-07-31 12:42:32 UTC | bg01_04_CH_ZUESTA | bg01 | 04_CH | ZUESTA | component | StrictComfortSetpointModifier | clamp_min_modifier_in_celsius
2026-07-31 12:42:32 UTC | bg01_04_CH_ZUESTA | bg01 | 04_CH | ZUESTA | component | StrictComfortSetpointModifier | clamp_max_modifier_in_celsius | 15
2026-07-31 12:42:32 UTC | bg01_04_CH_ZUESTA | bg01 | 04_CH | ZUESTA | component | HeatDistributionController | building_name | BUI1
2026-07-31 12:42:32 UTC | bg01_04_CH_ZUESTA | bg01 | 04_CH | ZUESTA | component | HeatDistributionController | name | HeatDistributionController
2026-07-31 12:42:32 UTC | bg01_04_CH_ZUESTA | bg01 | 04_CH | ZUESTA | component | HeatDistributionController | heating_system | HeatDistributionSystemType.FLOORHEATING
2026-07-31 12:42:32 UTC | bg01_04_CH_ZUESTA | bg01 | 04_CH | ZUESTA | component | HeatDistributionController | set_heating_threshold_outside_temperature_in_celsius | 16
2026-07-31 12:42:32 UTC | bg01_04_CH_ZUESTA | bg01 | 04_CH | ZUESTA | component | HeatDistributionController | heating_reference_temperature_in_celsius | -8
2026-07-31 12:42:32 UTC | bg01_04_CH_ZUESTA | bg01 | 04_CH | ZUESTA | component | HeatDistributionController | set_heating_temperature_for_building_in_celsius | 20.5
2026-07-31 12:42:32 UTC | bg01_04_CH_ZUESTA | bg01 | 04_CH | ZUESTA | component | HeatDistributionController | set_cooling_temperature_for_building_in_celsius | 99
2026-07-31 12:42:32 UTC | bg01_04_CH_ZUESTA | bg01 | 04_CH | ZUESTA | component | HeatDistributionController | heating_load_of_building_in_watt | 10850.1
2026-07-31 12:42:32 UTC | bg01_04_CH_ZUESTA | bg01 | 04_CH | ZUESTA | heat_distribution | HeatDistributionSystem | absolute_conditioned_floor_area_in_m2 | 19
2026-07-31 12:42:32 UTC | bg01_04_CH_ZUESTA | bg01 | 04_CH | ZUESTA | thermal_storage | SimpleHotWaterStorage | volume_heating_water_storage_in_liter | 542.5
2026-07-31 12:42:32 UTC | bg01_04_CH_ZUESTA | bg01 | 04_CH | ZUESTA | component | BufferRemainingCapacity60C | building_name | BUI1
2026-07-31 12:42:32 UTC | bg01_04_CH_ZUESTA | bg01 | 04_CH | ZUESTA | component | BufferRemainingCapacity60C | name | BufferRemainingCapacity60C
2026-07-31 12:42:32 UTC | bg01_04_CH_ZUESTA | bg01 | 04_CH | ZUESTA | component | BufferRemainingCapacity60C | volume_heating_water_storage_in_liter | 542.5
2026-07-31 12:42:32 UTC | bg01_04_CH_ZUESTA | bg01 | 04_CH | ZUESTA | component | BufferRemainingCapacity60C | max_temperature_in_celsius | 6
2026-07-31 12:42:32 UTC | bg01_04_CH_ZUESTA | bg01 | 04_CH | ZUESTA | component | BufferRemainingCapacity60C | water_density_kg_per_liter | 0.992
2026-07-31 12:42:32 UTC | bg01_04_CH_ZUESTA | bg01 | 04_CH | ZUESTA | component | BufferRemainingCapacity60C | water_specific_heat_capacity_j_per_kg_per_k | 4180
2026-07-31 12:42:32 UTC | bg01_04_CH_ZUESTA | bg01 | 04_CH | ZUESTA | component | GasBoilerController | building_name | BUI1
2026-07-31 12:42:32 UTC | bg01_04_CH_ZUESTA | bg01 | 04_CH | ZUESTA | component | GasBoilerController | name | GasBoilerController
2026-07-31 12:42:32 UTC | bg01_04_CH_ZUESTA | bg01 | 04_CH | ZUESTA | component | GasBoilerController | is_modulating | true
2026-07-31 12:42:32 UTC | bg01_04_CH_ZUESTA | bg01 | 04_CH | ZUESTA | component | GasBoilerController | set_heating_threshold_outside_temperature_in_celsius | 16
2026-07-31 12:42:32 UTC | bg01_04_CH_ZUESTA | bg01 | 04_CH | ZUESTA | component | GasBoilerController | minimal_thermal_power_in_watt | 0
2026-07-31 12:42:32 UTC | bg01_04_CH_ZUESTA | bg01 | 04_CH | ZUESTA | component | GasBoilerController | maximal_thermal_power_in_watt | 7330
2026-07-31 12:42:32 UTC | bg01_04_CH_ZUESTA | bg01 | 04_CH | ZUESTA | component | GasBoilerController | set_temperature_difference_for_full_power | 5
2026-07-31 12:42:32 UTC | bg01_04_CH_ZUESTA | bg01 | 04_CH | ZUESTA | component | GasBoilerController | minimum_runtime_in_seconds | 1800
2026-07-31 12:42:32 UTC | bg01_04_CH_ZUESTA | bg01 | 04_CH | ZUESTA | component | GasBoilerController | minimum_resting_time_in_seconds | 1800
2026-07-31 12:42:32 UTC | bg01_04_CH_ZUESTA | bg01 | 04_CH | ZUESTA | component | GasBoilerController | with_domestic_hot_water_preparation | true
2026-07-31 12:42:32 UTC | bg01_04_CH_ZUESTA | bg01 | 04_CH | ZUESTA | component | GasBoilerController | secondary_mode | false
2026-07-31 12:42:32 UTC | bg01_04_CH_ZUESTA | bg01 | 04_CH | ZUESTA | component | GasBoilerController | hysteresis_water_temperature_offset | 10
2026-07-31 12:42:32 UTC | bg01_04_CH_ZUESTA | bg01 | 04_CH | ZUESTA | component | GasBoilerController | seasonal_modulation_minimum_enabled | false
2026-07-31 12:42:32 UTC | bg01_04_CH_ZUESTA | bg01 | 04_CH | ZUESTA | component | GasBoilerController | winter_modulation_minimum_thermal_power_in_watt
2026-07-31 12:42:32 UTC | bg01_04_CH_ZUESTA | bg01 | 04_CH | ZUESTA | component | GasBoilerController | summer_modulation_minimum_thermal_power_in_watt
2026-07-31 12:42:32 UTC | bg01_04_CH_ZUESTA | bg01 | 04_CH | ZUESTA | component | GasBoilerController | summer_modulation_daily_avg_outdoor_temperature_threshold_celsius | 16
2026-07-31 12:42:32 UTC | bg01_04_CH_ZUESTA | bg01 | 04_CH | ZUESTA | heat_generator | GasBoiler | minimal_thermal_power_in_watt | 0
2026-07-31 12:42:32 UTC | bg01_04_CH_ZUESTA | bg01 | 04_CH | ZUESTA | heat_generator | GasBoiler | maximal_thermal_power_in_watt | 7330
2026-07-31 12:42:32 UTC | bg01_04_CH_ZUESTA | bg01 | 04_CH | ZUESTA | heat_generator | GasBoiler | eff_th_min | 0.6
2026-07-31 12:42:32 UTC | bg01_04_CH_ZUESTA | bg01 | 04_CH | ZUESTA | heat_generator | GasBoiler | eff_th_max | 0.9
2026-07-31 12:42:32 UTC | bg01_04_CH_ZUESTA | bg01 | 04_CH | ZUESTA | heat_generator | GasBoiler | boiler_type | BoilerType.CONDENSING
2026-07-31 12:42:32 UTC | bg01_04_CH_ZUESTA | bg01 | 04_CH | ZUESTA | heat_generator | GasBoiler | energy_carrier | LoadTypes.GAS
2026-07-31 12:42:32 UTC | bg01_04_CH_ZUESTA | bg01 | 04_CH | ZUESTA | component | GasMeter | building_name | BUI1
2026-07-31 12:42:32 UTC | bg01_04_CH_ZUESTA | bg01 | 04_CH | ZUESTA | component | GasMeter | name | GasMeter
2026-07-31 12:42:32 UTC | bg01_04_CH_ZUESTA | bg01 | 04_CH | ZUESTA | component | GasMeter | total_energy_from_grid_in_kwh
2026-07-31 12:42:32 UTC | bg01_04_CH_ZUESTA | bg01 | 04_CH | ZUESTA | component | GasMeter | gas_loadtype | LoadTypes.GAS
2026-07-31 12:42:32 UTC | bg01_04_CH_ZUESTA | bg01 | 04_CH | ZUESTA | component | HeatGeneratorTotalThermalPower | building_name | BUI1
2026-07-31 12:42:32 UTC | bg01_04_CH_ZUESTA | bg01 | 04_CH | ZUESTA | component | HeatGeneratorTotalThermalPower | name | HeatGeneratorTotalThermalPower
2026-07-31 12:42:32 UTC | bg01_04_CH_ZUESTA | bg01 | 04_CH | ZUESTA | component | HeatGeneratorTotalThermalPower | loadtype | LoadTypes.ANY
2026-07-31 12:42:32 UTC | bg01_04_CH_ZUESTA | bg01 | 04_CH | ZUESTA | component | HeatGeneratorTotalThermalPower | unit | Units.WATT
2026-07-31 12:42:32 UTC | bg01_04_CH_ZUESTA | bg01 | 04_CH | ZUESTA | component | HeatGeneratorPlantDhwThermalPower | building_name | BUI1
2026-07-31 12:42:32 UTC | bg01_04_CH_ZUESTA | bg01 | 04_CH | ZUESTA | component | HeatGeneratorPlantDhwThermalPower | name | HeatGeneratorPlantDhwThermalPower
2026-07-31 12:42:32 UTC | bg01_04_CH_ZUESTA | bg01 | 04_CH | ZUESTA | component | HeatGeneratorPlantDhwThermalPower | loadtype | LoadTypes.ANY
2026-07-31 12:42:32 UTC | bg01_04_CH_ZUESTA | bg01 | 04_CH | ZUESTA | component | HeatGeneratorPlantDhwThermalPower | unit | Units.WATT
2026-07-31 12:42:32 UTC | bg01_04_CH_ZUESTA | bg01 | 04_CH | ZUESTA | component | SolarDhwThermalPower | building_name | BUI1
2026-07-31 12:42:32 UTC | bg01_04_CH_ZUESTA | bg01 | 04_CH | ZUESTA | component | SolarDhwThermalPower | name | SolarDhwThermalPower
2026-07-31 12:42:32 UTC | bg01_04_CH_ZUESTA | bg01 | 04_CH | ZUESTA | component | SolarDhwThermalPower | value_watt
2026-07-31 12:42:32 UTC | bg01_04_CH_ZUESTA | bg01 | 04_CH | ZUESTA | component | SolarDhwThermalPower | loadtype | LoadTypes.ANY
2026-07-31 12:42:32 UTC | bg01_04_CH_ZUESTA | bg01 | 04_CH | ZUESTA | component | SolarDhwThermalPower | unit | Units.WATT
2026-07-31 12:42:32 UTC | bg01_04_CH_ZUESTA | bg01 | 04_CH | ZUESTA | component | FlexibilityPotential | building_name | BUI1
2026-07-31 12:42:32 UTC | bg01_04_CH_ZUESTA | bg01 | 04_CH | ZUESTA | component | FlexibilityPotential | name | FlexibilityPotential
2026-07-31 12:42:32 UTC | bg01_04_CH_ZUESTA | bg01 | 04_CH | ZUESTA | component | FlexibilityPotential | fallback_heating_cop | 1
2026-07-31 12:42:32 UTC | bg01_04_CH_ZUESTA | bg01 | 04_CH | ZUESTA | component | FlexibilityPotential | fallback_cooling_eer
2026-07-31 12:42:32 UTC | bg01_05_CH_ZUESTA | bg01 | 05_CH | ZUESTA | simulation | SimulationParameters | year | 2050
2026-07-31 12:42:32 UTC | bg01_05_CH_ZUESTA | bg01 | 05_CH | ZUESTA | simulation | SimulationParameters | seconds_per_timestep | 9 | s
2026-07-31 12:42:32 UTC | bg01_05_CH_ZUESTA | bg01 | 05_CH | ZUESTA | simulation | SimulationParameters | country | CH
2026-07-31 12:42:32 UTC | bg01_05_CH_ZUESTA | bg01 | 05_CH | ZUESTA | cli | cli_overrides | ARCH | 05_CH
2026-07-31 12:42:32 UTC | bg01_05_CH_ZUESTA | bg01 | 05_CH | ZUESTA | cli | cli_overrides | WEATHER | ZUESTA
2026-07-31 12:42:32 UTC | bg01_05_CH_ZUESTA | bg01 | 05_CH | ZUESTA | cli | cli_overrides | TIME_HORIZON | future
2026-07-31 12:42:32 UTC | bg01_05_CH_ZUESTA | bg01 | 05_CH | ZUESTA | cli | cli_overrides | SCENARIO | none
2026-07-31 12:42:32 UTC | bg01_05_CH_ZUESTA | bg01 | 05_CH | ZUESTA | cli | cli_overrides | OCC | SIA2024
2026-07-31 12:42:32 UTC | bg01_05_CH_ZUESTA | bg01 | 05_CH | ZUESTA | cli | cli_overrides | HEATGEN_SIZING | IDEAL_LOOKUP
2026-07-31 12:42:32 UTC | bg01_05_CH_ZUESTA | bg01 | 05_CH | ZUESTA | cli | cli_overrides | HP_SHARE_OF_IDEAL | 0.8
2026-07-31 12:42:32 UTC | bg01_05_CH_ZUESTA | bg01 | 05_CH | ZUESTA | internal_loads | SIA2024Occupancy | conditioned_floor_area_in_m2 | 2
2026-07-31 12:42:32 UTC | bg01_05_CH_ZUESTA | bg01 | 05_CH | ZUESTA | internal_loads | SIA2024Occupancy | appliances_load_w_per_m2 | 1
2026-07-31 12:42:32 UTC | bg01_05_CH_ZUESTA | bg01 | 05_CH | ZUESTA | internal_loads | SIA2024Occupancy | lighting_load_w_per_m2 | 3
2026-07-31 12:42:32 UTC | bg01_05_CH_ZUESTA | bg01 | 05_CH | ZUESTA | internal_loads | SIA2024Occupancy | lighting_annual_full_load_hours | 846
2026-07-31 12:42:32 UTC | bg01_05_CH_ZUESTA | bg01 | 05_CH | ZUESTA | internal_loads | SIA2024Occupancy | appliances_yearly_utilization_per_month | 0.7995
2026-07-31 12:42:32 UTC | bg01_05_CH_ZUESTA | bg01 | 05_CH | ZUESTA | weather | Weather | source_path | C:\Users\het\HiSim\hisim\inputs\weather\custom_csv\Zurich\NABZUE_2060_RCP85_DRY.csv
2026-07-31 12:42:32 UTC | bg01_05_CH_ZUESTA | bg01 | 05_CH | ZUESTA | weather | Weather | location | Zurich
2026-07-31 12:42:32 UTC | bg01_05_CH_ZUESTA | bg01 | 05_CH | ZUESTA | weather | Weather | name | Weather
2026-07-31 12:42:32 UTC | bg01_05_CH_ZUESTA | bg01 | 05_CH | ZUESTA | component | ElectricityMeter | building_name | BUI1
2026-07-31 12:42:32 UTC | bg01_05_CH_ZUESTA | bg01 | 05_CH | ZUESTA | component | ElectricityMeter | name | ElectricityMeter
2026-07-31 12:42:32 UTC | bg01_05_CH_ZUESTA | bg01 | 05_CH | ZUESTA | building | Building | building_name | 1971_1980
2026-07-31 12:42:32 UTC | bg01_05_CH_ZUESTA | bg01 | 05_CH | ZUESTA | building | Building | building_code | AT.N.SFH.04.Gen.ReEx.001.002
2026-07-31 12:42:32 UTC | bg01_05_CH_ZUESTA | bg01 | 05_CH | ZUESTA | building | Building | building_heat_capacity_class | medium
2026-07-31 12:42:32 UTC | bg01_05_CH_ZUESTA | bg01 | 05_CH | ZUESTA | building | Building | absolute_conditioned_floor_area_in_m2 | 200
2026-07-31 12:42:32 UTC | bg01_05_CH_ZUESTA | bg01 | 05_CH | ZUESTA | building | Building | heating_reference_temperature_in_celsius | -8
2026-07-31 12:42:32 UTC | bg01_05_CH_ZUESTA | bg01 | 05_CH | ZUESTA | building | Building | floor_u_value_in_watt_per_m2_per_kelvin | 0.88
2026-07-31 12:42:32 UTC | bg01_05_CH_ZUESTA | bg01 | 05_CH | ZUESTA | building | Building | floor_area_in_m2 | 102.9
2026-07-31 12:42:32 UTC | bg01_05_CH_ZUESTA | bg01 | 05_CH | ZUESTA | building | Building | facade_u_value_in_watt_per_m2_per_kelvin | 0.56
2026-07-31 12:42:32 UTC | bg01_05_CH_ZUESTA | bg01 | 05_CH | ZUESTA | building | Building | facade_area_in_m2 | 162.6
2026-07-31 12:42:32 UTC | bg01_05_CH_ZUESTA | bg01 | 05_CH | ZUESTA | building | Building | roof_u_value_in_watt_per_m2_per_kelvin | 0.41
2026-07-31 12:42:32 UTC | bg01_05_CH_ZUESTA | bg01 | 05_CH | ZUESTA | building | Building | roof_area_in_m2 | 114.7
2026-07-31 12:42:32 UTC | bg01_05_CH_ZUESTA | bg01 | 05_CH | ZUESTA | building | Building | window_u_value_in_watt_per_m2_per_kelvin | 1.7
2026-07-31 12:42:32 UTC | bg01_05_CH_ZUESTA | bg01 | 05_CH | ZUESTA | building | Building | window_area_in_m2 | 32
2026-07-31 12:42:32 UTC | bg01_05_CH_ZUESTA | bg01 | 05_CH | ZUESTA | building | Building | door_u_value_in_watt_per_m2_per_kelvin
2026-07-31 12:42:32 UTC | bg01_05_CH_ZUESTA | bg01 | 05_CH | ZUESTA | building | Building | door_area_in_m2
2026-07-31 12:42:32 UTC | bg01_05_CH_ZUESTA | bg01 | 05_CH | ZUESTA | building | Building | set_heating_temperature_in_celsius | 20.5
2026-07-31 12:42:32 UTC | bg01_05_CH_ZUESTA | bg01 | 05_CH | ZUESTA | building | Building | set_cooling_temperature_in_celsius | 99
2026-07-31 12:42:32 UTC | bg01_05_CH_ZUESTA | bg01 | 05_CH | ZUESTA | building | Building | natural_ventilation_m3_per_h_per_person | 29
2026-07-31 12:42:32 UTC | bg01_05_CH_ZUESTA | bg01 | 05_CH | ZUESTA | building | Building | sia_natural_ventilation_m3_per_h_per_m2 | 0.6
2026-07-31 12:42:32 UTC | bg01_05_CH_ZUESTA | bg01 | 05_CH | ZUESTA | building | Building | swiss_infiltration_rate_per_h | 0.3
2026-07-31 12:42:32 UTC | bg01_05_CH_ZUESTA | bg01 | 05_CH | ZUESTA | building | Building | heating_demand_mode | iso13790
2026-07-31 12:42:32 UTC | bg01_05_CH_ZUESTA | bg01 | 05_CH | ZUESTA | building | Building | operative_heating_proportional_band_in_celsius | 1
2026-07-31 12:42:32 UTC | bg01_05_CH_ZUESTA | bg01 | 05_CH | ZUESTA | building | Building | operative_heating_proportional_gain | 1
2026-07-31 12:42:32 UTC | bg01_05_CH_ZUESTA | bg01 | 05_CH | ZUESTA | building | Building | control_comfort_lower_bound_shift_in_celsius
2026-07-31 12:42:32 UTC | bg01_05_CH_ZUESTA | bg01 | 05_CH | ZUESTA | building | Building | comfort_aware_seasonal_heating_gate | true
2026-07-31 12:42:32 UTC | bg01_05_CH_ZUESTA | bg01 | 05_CH | ZUESTA | component | StrictComfortDemandController | building_name | BUI1
2026-07-31 12:42:32 UTC | bg01_05_CH_ZUESTA | bg01 | 05_CH | ZUESTA | component | StrictComfortDemandController | name | StrictComfortDemandController
2026-07-31 12:42:32 UTC | bg01_05_CH_ZUESTA | bg01 | 05_CH | ZUESTA | component | StrictComfortDemandController | temperature_air_heating_in_celsius | 20.5
2026-07-31 12:42:32 UTC | bg01_05_CH_ZUESTA | bg01 | 05_CH | ZUESTA | component | StrictComfortDemandController | temperature_air_cooling_in_celsius | 24
2026-07-31 12:42:32 UTC | bg01_05_CH_ZUESTA | bg01 | 05_CH | ZUESTA | component | StrictComfortDemandController | offset | 0.5
2026-07-31 12:42:32 UTC | bg01_05_CH_ZUESTA | bg01 | 05_CH | ZUESTA | component | StrictComfortDemandController | mode | 2
2026-07-31 12:42:32 UTC | bg01_05_CH_ZUESTA | bg01 | 05_CH | ZUESTA | component | StrictComfortDemandController | use_adaptive_comfort_band | true
2026-07-31 12:42:32 UTC | bg01_05_CH_ZUESTA | bg01 | 05_CH | ZUESTA | component | StrictComfortDemandController | control_strategy | strict_comfort_band_v1
2026-07-31 12:42:32 UTC | bg01_05_CH_ZUESTA | bg01 | 05_CH | ZUESTA | component | StrictComfortDemandController | comfort_band_inner_offset_in_celsius | 0.5
2026-07-31 12:42:32 UTC | bg01_05_CH_ZUESTA | bg01 | 05_CH | ZUESTA | component | StrictComfortDemandController | comfort_band_inner_offset_lower_in_celsius | 1
2026-07-31 12:42:32 UTC | bg01_05_CH_ZUESTA | bg01 | 05_CH | ZUESTA | component | StrictComfortDemandController | comfort_band_inner_offset_upper_in_celsius | 0.5
2026-07-31 12:42:32 UTC | bg01_05_CH_ZUESTA | bg01 | 05_CH | ZUESTA | component | StrictComfortDemandController | heating_disabled_above_running_mean_outdoor_temperature_in_celsius | 18
2026-07-31 12:42:32 UTC | bg01_05_CH_ZUESTA | bg01 | 05_CH | ZUESTA | component | StrictComfortDemandController | cooling_enabled_above_running_mean_outdoor_temperature_in_celsius | 99
2026-07-31 12:42:32 UTC | bg01_05_CH_ZUESTA | bg01 | 05_CH | ZUESTA | component | ComfortBandHeatingDemand | building_name | BUI1
2026-07-31 12:42:32 UTC | bg01_05_CH_ZUESTA | bg01 | 05_CH | ZUESTA | component | ComfortBandHeatingDemand | name | ComfortBandHeatingDemand
2026-07-31 12:42:32 UTC | bg01_05_CH_ZUESTA | bg01 | 05_CH | ZUESTA | component | ComfortBandHeatingDemand | max_heating_power_in_watt | 10096.4
2026-07-31 12:42:32 UTC | bg01_05_CH_ZUESTA | bg01 | 05_CH | ZUESTA | component | ComfortBandHeatingDemand | proportional_gain_in_watt_per_kelvin | 20192.9
2026-07-31 12:42:32 UTC | bg01_05_CH_ZUESTA | bg01 | 05_CH | ZUESTA | component | StrictComfortSetpointModifier | building_name | BUI1
2026-07-31 12:42:32 UTC | bg01_05_CH_ZUESTA | bg01 | 05_CH | ZUESTA | component | StrictComfortSetpointModifier | name | StrictComfortSetpointModifier
2026-07-31 12:42:32 UTC | bg01_05_CH_ZUESTA | bg01 | 05_CH | ZUESTA | component | StrictComfortSetpointModifier | base_heating_setpoint_in_celsius | 20.5
2026-07-31 12:42:32 UTC | bg01_05_CH_ZUESTA | bg01 | 05_CH | ZUESTA | component | StrictComfortSetpointModifier | recovery_gain | 5
2026-07-31 12:42:32 UTC | bg01_05_CH_ZUESTA | bg01 | 05_CH | ZUESTA | component | StrictComfortSetpointModifier | max_recovery_boost_in_celsius | 5
2026-07-31 12:42:32 UTC | bg01_05_CH_ZUESTA | bg01 | 05_CH | ZUESTA | component | StrictComfortSetpointModifier | clamp_min_modifier_in_celsius
2026-07-31 12:42:32 UTC | bg01_05_CH_ZUESTA | bg01 | 05_CH | ZUESTA | component | StrictComfortSetpointModifier | clamp_max_modifier_in_celsius | 15
2026-07-31 12:42:32 UTC | bg01_05_CH_ZUESTA | bg01 | 05_CH | ZUESTA | component | HeatDistributionController | building_name | BUI1
2026-07-31 12:42:32 UTC | bg01_05_CH_ZUESTA | bg01 | 05_CH | ZUESTA | component | HeatDistributionController | name | HeatDistributionController
2026-07-31 12:42:32 UTC | bg01_05_CH_ZUESTA | bg01 | 05_CH | ZUESTA | component | HeatDistributionController | heating_system | HeatDistributionSystemType.FLOORHEATING
2026-07-31 12:42:32 UTC | bg01_05_CH_ZUESTA | bg01 | 05_CH | ZUESTA | component | HeatDistributionController | set_heating_threshold_outside_temperature_in_celsius | 16
2026-07-31 12:42:32 UTC | bg01_05_CH_ZUESTA | bg01 | 05_CH | ZUESTA | component | HeatDistributionController | heating_reference_temperature_in_celsius | -8
2026-07-31 12:42:32 UTC | bg01_05_CH_ZUESTA | bg01 | 05_CH | ZUESTA | component | HeatDistributionController | set_heating_temperature_for_building_in_celsius | 20.5
2026-07-31 12:42:32 UTC | bg01_05_CH_ZUESTA | bg01 | 05_CH | ZUESTA | component | HeatDistributionController | set_cooling_temperature_for_building_in_celsius | 99
2026-07-31 12:42:32 UTC | bg01_05_CH_ZUESTA | bg01 | 05_CH | ZUESTA | component | HeatDistributionController | heating_load_of_building_in_watt | 10096.4
2026-07-31 12:42:32 UTC | bg01_05_CH_ZUESTA | bg01 | 05_CH | ZUESTA | heat_distribution | HeatDistributionSystem | absolute_conditioned_floor_area_in_m2 | 2
2026-07-31 12:42:32 UTC | bg01_05_CH_ZUESTA | bg01 | 05_CH | ZUESTA | thermal_storage | SimpleHotWaterStorage | volume_heating_water_storage_in_liter | 504.8
2026-07-31 12:42:32 UTC | bg01_05_CH_ZUESTA | bg01 | 05_CH | ZUESTA | component | BufferRemainingCapacity60C | building_name | BUI1
2026-07-31 12:42:32 UTC | bg01_05_CH_ZUESTA | bg01 | 05_CH | ZUESTA | component | BufferRemainingCapacity60C | name | BufferRemainingCapacity60C
2026-07-31 12:42:32 UTC | bg01_05_CH_ZUESTA | bg01 | 05_CH | ZUESTA | component | BufferRemainingCapacity60C | volume_heating_water_storage_in_liter | 504.8
2026-07-31 12:42:32 UTC | bg01_05_CH_ZUESTA | bg01 | 05_CH | ZUESTA | component | BufferRemainingCapacity60C | max_temperature_in_celsius | 6
2026-07-31 12:42:32 UTC | bg01_05_CH_ZUESTA | bg01 | 05_CH | ZUESTA | component | BufferRemainingCapacity60C | water_density_kg_per_liter | 0.992
2026-07-31 12:42:32 UTC | bg01_05_CH_ZUESTA | bg01 | 05_CH | ZUESTA | component | BufferRemainingCapacity60C | water_specific_heat_capacity_j_per_kg_per_k | 4180
2026-07-31 12:42:32 UTC | bg01_05_CH_ZUESTA | bg01 | 05_CH | ZUESTA | component | GasBoilerController | building_name | BUI1
2026-07-31 12:42:32 UTC | bg01_05_CH_ZUESTA | bg01 | 05_CH | ZUESTA | component | GasBoilerController | name | GasBoilerController
2026-07-31 12:42:32 UTC | bg01_05_CH_ZUESTA | bg01 | 05_CH | ZUESTA | component | GasBoilerController | is_modulating | true
2026-07-31 12:42:32 UTC | bg01_05_CH_ZUESTA | bg01 | 05_CH | ZUESTA | component | GasBoilerController | set_heating_threshold_outside_temperature_in_celsius | 16
2026-07-31 12:42:32 UTC | bg01_05_CH_ZUESTA | bg01 | 05_CH | ZUESTA | component | GasBoilerController | minimal_thermal_power_in_watt | 0
2026-07-31 12:42:32 UTC | bg01_05_CH_ZUESTA | bg01 | 05_CH | ZUESTA | component | GasBoilerController | maximal_thermal_power_in_watt | 6750
2026-07-31 12:42:32 UTC | bg01_05_CH_ZUESTA | bg01 | 05_CH | ZUESTA | component | GasBoilerController | set_temperature_difference_for_full_power | 5
2026-07-31 12:42:32 UTC | bg01_05_CH_ZUESTA | bg01 | 05_CH | ZUESTA | component | GasBoilerController | minimum_runtime_in_seconds | 1800
2026-07-31 12:42:32 UTC | bg01_05_CH_ZUESTA | bg01 | 05_CH | ZUESTA | component | GasBoilerController | minimum_resting_time_in_seconds | 1800
2026-07-31 12:42:32 UTC | bg01_05_CH_ZUESTA | bg01 | 05_CH | ZUESTA | component | GasBoilerController | with_domestic_hot_water_preparation | true
2026-07-31 12:42:32 UTC | bg01_05_CH_ZUESTA | bg01 | 05_CH | ZUESTA | component | GasBoilerController | secondary_mode | false
2026-07-31 12:42:32 UTC | bg01_05_CH_ZUESTA | bg01 | 05_CH | ZUESTA | component | GasBoilerController | hysteresis_water_temperature_offset | 10
2026-07-31 12:42:32 UTC | bg01_05_CH_ZUESTA | bg01 | 05_CH | ZUESTA | component | GasBoilerController | seasonal_modulation_minimum_enabled | false
2026-07-31 12:42:32 UTC | bg01_05_CH_ZUESTA | bg01 | 05_CH | ZUESTA | component | GasBoilerController | winter_modulation_minimum_thermal_power_in_watt
2026-07-31 12:42:32 UTC | bg01_05_CH_ZUESTA | bg01 | 05_CH | ZUESTA | component | GasBoilerController | summer_modulation_minimum_thermal_power_in_watt
2026-07-31 12:42:32 UTC | bg01_05_CH_ZUESTA | bg01 | 05_CH | ZUESTA | component | GasBoilerController | summer_modulation_daily_avg_outdoor_temperature_threshold_celsius | 16
2026-07-31 12:42:32 UTC | bg01_05_CH_ZUESTA | bg01 | 05_CH | ZUESTA | heat_generator | GasBoiler | minimal_thermal_power_in_watt | 0
2026-07-31 12:42:32 UTC | bg01_05_CH_ZUESTA | bg01 | 05_CH | ZUESTA | heat_generator | GasBoiler | maximal_thermal_power_in_watt | 6750
2026-07-31 12:42:32 UTC | bg01_05_CH_ZUESTA | bg01 | 05_CH | ZUESTA | heat_generator | GasBoiler | eff_th_min | 0.6
2026-07-31 12:42:32 UTC | bg01_05_CH_ZUESTA | bg01 | 05_CH | ZUESTA | heat_generator | GasBoiler | eff_th_max | 0.9
2026-07-31 12:42:32 UTC | bg01_05_CH_ZUESTA | bg01 | 05_CH | ZUESTA | heat_generator | GasBoiler | boiler_type | BoilerType.CONDENSING
2026-07-31 12:42:32 UTC | bg01_05_CH_ZUESTA | bg01 | 05_CH | ZUESTA | heat_generator | GasBoiler | energy_carrier | LoadTypes.GAS
2026-07-31 12:42:32 UTC | bg01_05_CH_ZUESTA | bg01 | 05_CH | ZUESTA | component | GasMeter | building_name | BUI1
2026-07-31 12:42:32 UTC | bg01_05_CH_ZUESTA | bg01 | 05_CH | ZUESTA | component | GasMeter | name | GasMeter
2026-07-31 12:42:32 UTC | bg01_05_CH_ZUESTA | bg01 | 05_CH | ZUESTA | component | GasMeter | total_energy_from_grid_in_kwh
2026-07-31 12:42:32 UTC | bg01_05_CH_ZUESTA | bg01 | 05_CH | ZUESTA | component | GasMeter | gas_loadtype | LoadTypes.GAS
2026-07-31 12:42:32 UTC | bg01_05_CH_ZUESTA | bg01 | 05_CH | ZUESTA | component | HeatGeneratorTotalThermalPower | building_name | BUI1
2026-07-31 12:42:32 UTC | bg01_05_CH_ZUESTA | bg01 | 05_CH | ZUESTA | component | HeatGeneratorTotalThermalPower | name | HeatGeneratorTotalThermalPower
2026-07-31 12:42:32 UTC | bg01_05_CH_ZUESTA | bg01 | 05_CH | ZUESTA | component | HeatGeneratorTotalThermalPower | loadtype | LoadTypes.ANY
2026-07-31 12:42:32 UTC | bg01_05_CH_ZUESTA | bg01 | 05_CH | ZUESTA | component | HeatGeneratorTotalThermalPower | unit | Units.WATT
2026-07-31 12:42:32 UTC | bg01_05_CH_ZUESTA | bg01 | 05_CH | ZUESTA | component | HeatGeneratorPlantDhwThermalPower | building_name | BUI1
2026-07-31 12:42:32 UTC | bg01_05_CH_ZUESTA | bg01 | 05_CH | ZUESTA | component | HeatGeneratorPlantDhwThermalPower | name | HeatGeneratorPlantDhwThermalPower
2026-07-31 12:42:32 UTC | bg01_05_CH_ZUESTA | bg01 | 05_CH | ZUESTA | component | HeatGeneratorPlantDhwThermalPower | loadtype | LoadTypes.ANY
2026-07-31 12:42:32 UTC | bg01_05_CH_ZUESTA | bg01 | 05_CH | ZUESTA | component | HeatGeneratorPlantDhwThermalPower | unit | Units.WATT
2026-07-31 12:42:32 UTC | bg01_05_CH_ZUESTA | bg01 | 05_CH | ZUESTA | component | SolarDhwThermalPower | building_name | BUI1
2026-07-31 12:42:32 UTC | bg01_05_CH_ZUESTA | bg01 | 05_CH | ZUESTA | component | SolarDhwThermalPower | name | SolarDhwThermalPower
2026-07-31 12:42:32 UTC | bg01_05_CH_ZUESTA | bg01 | 05_CH | ZUESTA | component | SolarDhwThermalPower | value_watt
2026-07-31 12:42:32 UTC | bg01_05_CH_ZUESTA | bg01 | 05_CH | ZUESTA | component | SolarDhwThermalPower | loadtype | LoadTypes.ANY
2026-07-31 12:42:32 UTC | bg01_05_CH_ZUESTA | bg01 | 05_CH | ZUESTA | component | SolarDhwThermalPower | unit | Units.WATT
2026-07-31 12:42:32 UTC | bg01_05_CH_ZUESTA | bg01 | 05_CH | ZUESTA | component | FlexibilityPotential | building_name | BUI1
2026-07-31 12:42:32 UTC | bg01_05_CH_ZUESTA | bg01 | 05_CH | ZUESTA | component | FlexibilityPotential | name | FlexibilityPotential
2026-07-31 12:42:32 UTC | bg01_05_CH_ZUESTA | bg01 | 05_CH | ZUESTA | component | FlexibilityPotential | fallback_heating_cop | 1
2026-07-31 12:42:32 UTC | bg01_05_CH_ZUESTA | bg01 | 05_CH | ZUESTA | component | FlexibilityPotential | fallback_cooling_eer
2026-07-31 12:42:32 UTC | bg01_06_CH_ZUESTA | bg01 | 06_CH | ZUESTA | simulation | SimulationParameters | year | 2050
2026-07-31 12:42:32 UTC | bg01_06_CH_ZUESTA | bg01 | 06_CH | ZUESTA | simulation | SimulationParameters | seconds_per_timestep | 9 | s
2026-07-31 12:42:32 UTC | bg01_06_CH_ZUESTA | bg01 | 06_CH | ZUESTA | simulation | SimulationParameters | country | CH
2026-07-31 12:42:32 UTC | bg01_06_CH_ZUESTA | bg01 | 06_CH | ZUESTA | cli | cli_overrides | ARCH | 06_CH
2026-07-31 12:42:32 UTC | bg01_06_CH_ZUESTA | bg01 | 06_CH | ZUESTA | cli | cli_overrides | WEATHER | ZUESTA
2026-07-31 12:42:32 UTC | bg01_06_CH_ZUESTA | bg01 | 06_CH | ZUESTA | cli | cli_overrides | TIME_HORIZON | future
2026-07-31 12:42:32 UTC | bg01_06_CH_ZUESTA | bg01 | 06_CH | ZUESTA | cli | cli_overrides | SCENARIO | none
2026-07-31 12:42:32 UTC | bg01_06_CH_ZUESTA | bg01 | 06_CH | ZUESTA | cli | cli_overrides | OCC | SIA2024
2026-07-31 12:42:32 UTC | bg01_06_CH_ZUESTA | bg01 | 06_CH | ZUESTA | cli | cli_overrides | HEATGEN_SIZING | IDEAL_LOOKUP
2026-07-31 12:42:32 UTC | bg01_06_CH_ZUESTA | bg01 | 06_CH | ZUESTA | cli | cli_overrides | HP_SHARE_OF_IDEAL | 0.8
2026-07-31 12:42:32 UTC | bg01_06_CH_ZUESTA | bg01 | 06_CH | ZUESTA | internal_loads | SIA2024Occupancy | conditioned_floor_area_in_m2 | 198
2026-07-31 12:42:32 UTC | bg01_06_CH_ZUESTA | bg01 | 06_CH | ZUESTA | internal_loads | SIA2024Occupancy | appliances_load_w_per_m2 | 1
2026-07-31 12:42:32 UTC | bg01_06_CH_ZUESTA | bg01 | 06_CH | ZUESTA | internal_loads | SIA2024Occupancy | lighting_load_w_per_m2 | 3
2026-07-31 12:42:32 UTC | bg01_06_CH_ZUESTA | bg01 | 06_CH | ZUESTA | internal_loads | SIA2024Occupancy | lighting_annual_full_load_hours | 846
2026-07-31 12:42:32 UTC | bg01_06_CH_ZUESTA | bg01 | 06_CH | ZUESTA | internal_loads | SIA2024Occupancy | appliances_yearly_utilization_per_month | 0.7995
2026-07-31 12:42:32 UTC | bg01_06_CH_ZUESTA | bg01 | 06_CH | ZUESTA | weather | Weather | source_path | C:\Users\het\HiSim\hisim\inputs\weather\custom_csv\Zurich\NABZUE_2060_RCP85_DRY.csv
2026-07-31 12:42:32 UTC | bg01_06_CH_ZUESTA | bg01 | 06_CH | ZUESTA | weather | Weather | location | Zurich
2026-07-31 12:42:32 UTC | bg01_06_CH_ZUESTA | bg01 | 06_CH | ZUESTA | weather | Weather | name | Weather
2026-07-31 12:42:32 UTC | bg01_06_CH_ZUESTA | bg01 | 06_CH | ZUESTA | component | ElectricityMeter | building_name | BUI1
2026-07-31 12:42:32 UTC | bg01_06_CH_ZUESTA | bg01 | 06_CH | ZUESTA | component | ElectricityMeter | name | ElectricityMeter
2026-07-31 12:42:32 UTC | bg01_06_CH_ZUESTA | bg01 | 06_CH | ZUESTA | building | Building | building_name | 1981_1990
2026-07-31 12:42:32 UTC | bg01_06_CH_ZUESTA | bg01 | 06_CH | ZUESTA | building | Building | building_code | AT.N.SFH.05.Gen.ReEx.001.002
2026-07-31 12:42:32 UTC | bg01_06_CH_ZUESTA | bg01 | 06_CH | ZUESTA | building | Building | building_heat_capacity_class | medium
2026-07-31 12:42:32 UTC | bg01_06_CH_ZUESTA | bg01 | 06_CH | ZUESTA | building | Building | absolute_conditioned_floor_area_in_m2 | 198
2026-07-31 12:42:32 UTC | bg01_06_CH_ZUESTA | bg01 | 06_CH | ZUESTA | building | Building | heating_reference_temperature_in_celsius | -8
2026-07-31 12:42:32 UTC | bg01_06_CH_ZUESTA | bg01 | 06_CH | ZUESTA | building | Building | floor_u_value_in_watt_per_m2_per_kelvin | 0.61
2026-07-31 12:42:32 UTC | bg01_06_CH_ZUESTA | bg01 | 06_CH | ZUESTA | building | Building | floor_area_in_m2 | 88.2
2026-07-31 12:42:32 UTC | bg01_06_CH_ZUESTA | bg01 | 06_CH | ZUESTA | building | Building | facade_u_value_in_watt_per_m2_per_kelvin | 0.4
2026-07-31 12:42:32 UTC | bg01_06_CH_ZUESTA | bg01 | 06_CH | ZUESTA | building | Building | facade_area_in_m2 | 160.2
2026-07-31 12:42:32 UTC | bg01_06_CH_ZUESTA | bg01 | 06_CH | ZUESTA | building | Building | roof_u_value_in_watt_per_m2_per_kelvin | 0.36
2026-07-31 12:42:32 UTC | bg01_06_CH_ZUESTA | bg01 | 06_CH | ZUESTA | building | Building | roof_area_in_m2 | 103.2
2026-07-31 12:42:32 UTC | bg01_06_CH_ZUESTA | bg01 | 06_CH | ZUESTA | building | Building | window_u_value_in_watt_per_m2_per_kelvin | 1.9
2026-07-31 12:42:32 UTC | bg01_06_CH_ZUESTA | bg01 | 06_CH | ZUESTA | building | Building | window_area_in_m2 | 31.68
2026-07-31 12:42:32 UTC | bg01_06_CH_ZUESTA | bg01 | 06_CH | ZUESTA | building | Building | door_u_value_in_watt_per_m2_per_kelvin
2026-07-31 12:42:32 UTC | bg01_06_CH_ZUESTA | bg01 | 06_CH | ZUESTA | building | Building | door_area_in_m2
2026-07-31 12:42:32 UTC | bg01_06_CH_ZUESTA | bg01 | 06_CH | ZUESTA | building | Building | set_heating_temperature_in_celsius | 20.5
2026-07-31 12:42:32 UTC | bg01_06_CH_ZUESTA | bg01 | 06_CH | ZUESTA | building | Building | set_cooling_temperature_in_celsius | 99
2026-07-31 12:42:32 UTC | bg01_06_CH_ZUESTA | bg01 | 06_CH | ZUESTA | building | Building | natural_ventilation_m3_per_h_per_person | 29
2026-07-31 12:42:32 UTC | bg01_06_CH_ZUESTA | bg01 | 06_CH | ZUESTA | building | Building | sia_natural_ventilation_m3_per_h_per_m2 | 0.6
2026-07-31 12:42:32 UTC | bg01_06_CH_ZUESTA | bg01 | 06_CH | ZUESTA | building | Building | swiss_infiltration_rate_per_h | 0.15
2026-07-31 12:42:32 UTC | bg01_06_CH_ZUESTA | bg01 | 06_CH | ZUESTA | building | Building | heating_demand_mode | iso13790
2026-07-31 12:42:32 UTC | bg01_06_CH_ZUESTA | bg01 | 06_CH | ZUESTA | building | Building | operative_heating_proportional_band_in_celsius | 1
2026-07-31 12:42:32 UTC | bg01_06_CH_ZUESTA | bg01 | 06_CH | ZUESTA | building | Building | operative_heating_proportional_gain | 1
2026-07-31 12:42:32 UTC | bg01_06_CH_ZUESTA | bg01 | 06_CH | ZUESTA | building | Building | control_comfort_lower_bound_shift_in_celsius
2026-07-31 12:42:32 UTC | bg01_06_CH_ZUESTA | bg01 | 06_CH | ZUESTA | building | Building | comfort_aware_seasonal_heating_gate | true
2026-07-31 12:42:32 UTC | bg01_06_CH_ZUESTA | bg01 | 06_CH | ZUESTA | component | StrictComfortDemandController | building_name | BUI1
2026-07-31 12:42:32 UTC | bg01_06_CH_ZUESTA | bg01 | 06_CH | ZUESTA | component | StrictComfortDemandController | name | StrictComfortDemandController
2026-07-31 12:42:32 UTC | bg01_06_CH_ZUESTA | bg01 | 06_CH | ZUESTA | component | StrictComfortDemandController | temperature_air_heating_in_celsius | 20.5
2026-07-31 12:42:32 UTC | bg01_06_CH_ZUESTA | bg01 | 06_CH | ZUESTA | component | StrictComfortDemandController | temperature_air_cooling_in_celsius | 24
2026-07-31 12:42:32 UTC | bg01_06_CH_ZUESTA | bg01 | 06_CH | ZUESTA | component | StrictComfortDemandController | offset | 0.5
2026-07-31 12:42:32 UTC | bg01_06_CH_ZUESTA | bg01 | 06_CH | ZUESTA | component | StrictComfortDemandController | mode | 2
2026-07-31 12:42:32 UTC | bg01_06_CH_ZUESTA | bg01 | 06_CH | ZUESTA | component | StrictComfortDemandController | use_adaptive_comfort_band | true
2026-07-31 12:42:32 UTC | bg01_06_CH_ZUESTA | bg01 | 06_CH | ZUESTA | component | StrictComfortDemandController | control_strategy | strict_comfort_band_v1
2026-07-31 12:42:32 UTC | bg01_06_CH_ZUESTA | bg01 | 06_CH | ZUESTA | component | StrictComfortDemandController | comfort_band_inner_offset_in_celsius | 0.5
2026-07-31 12:42:32 UTC | bg01_06_CH_ZUESTA | bg01 | 06_CH | ZUESTA | component | StrictComfortDemandController | comfort_band_inner_offset_lower_in_celsius | 1
2026-07-31 12:42:32 UTC | bg01_06_CH_ZUESTA | bg01 | 06_CH | ZUESTA | component | StrictComfortDemandController | comfort_band_inner_offset_upper_in_celsius | 0.5
2026-07-31 12:42:32 UTC | bg01_06_CH_ZUESTA | bg01 | 06_CH | ZUESTA | component | StrictComfortDemandController | heating_disabled_above_running_mean_outdoor_temperature_in_celsius | 18
2026-07-31 12:42:32 UTC | bg01_06_CH_ZUESTA | bg01 | 06_CH | ZUESTA | component | StrictComfortDemandController | cooling_enabled_above_running_mean_outdoor_temperature_in_celsius | 99
2026-07-31 12:42:32 UTC | bg01_06_CH_ZUESTA | bg01 | 06_CH | ZUESTA | component | ComfortBandHeatingDemand | building_name | BUI1
2026-07-31 12:42:32 UTC | bg01_06_CH_ZUESTA | bg01 | 06_CH | ZUESTA | component | ComfortBandHeatingDemand | name | ComfortBandHeatingDemand
2026-07-31 12:42:32 UTC | bg01_06_CH_ZUESTA | bg01 | 06_CH | ZUESTA | component | ComfortBandHeatingDemand | max_heating_power_in_watt | 7683.01
2026-07-31 12:42:32 UTC | bg01_06_CH_ZUESTA | bg01 | 06_CH | ZUESTA | component | ComfortBandHeatingDemand | proportional_gain_in_watt_per_kelvin | 15366
2026-07-31 12:42:32 UTC | bg01_06_CH_ZUESTA | bg01 | 06_CH | ZUESTA | component | StrictComfortSetpointModifier | building_name | BUI1
2026-07-31 12:42:32 UTC | bg01_06_CH_ZUESTA | bg01 | 06_CH | ZUESTA | component | StrictComfortSetpointModifier | name | StrictComfortSetpointModifier
2026-07-31 12:42:32 UTC | bg01_06_CH_ZUESTA | bg01 | 06_CH | ZUESTA | component | StrictComfortSetpointModifier | base_heating_setpoint_in_celsius | 20.5
2026-07-31 12:42:32 UTC | bg01_06_CH_ZUESTA | bg01 | 06_CH | ZUESTA | component | StrictComfortSetpointModifier | recovery_gain | 5
2026-07-31 12:42:32 UTC | bg01_06_CH_ZUESTA | bg01 | 06_CH | ZUESTA | component | StrictComfortSetpointModifier | max_recovery_boost_in_celsius | 5
2026-07-31 12:42:32 UTC | bg01_06_CH_ZUESTA | bg01 | 06_CH | ZUESTA | component | StrictComfortSetpointModifier | clamp_min_modifier_in_celsius
2026-07-31 12:42:32 UTC | bg01_06_CH_ZUESTA | bg01 | 06_CH | ZUESTA | component | StrictComfortSetpointModifier | clamp_max_modifier_in_celsius | 15
2026-07-31 12:42:32 UTC | bg01_06_CH_ZUESTA | bg01 | 06_CH | ZUESTA | component | HeatDistributionController | building_name | BUI1
2026-07-31 12:42:32 UTC | bg01_06_CH_ZUESTA | bg01 | 06_CH | ZUESTA | component | HeatDistributionController | name | HeatDistributionController
2026-07-31 12:42:32 UTC | bg01_06_CH_ZUESTA | bg01 | 06_CH | ZUESTA | component | HeatDistributionController | heating_system | HeatDistributionSystemType.FLOORHEATING
2026-07-31 12:42:32 UTC | bg01_06_CH_ZUESTA | bg01 | 06_CH | ZUESTA | component | HeatDistributionController | set_heating_threshold_outside_temperature_in_celsius | 16
2026-07-31 12:42:32 UTC | bg01_06_CH_ZUESTA | bg01 | 06_CH | ZUESTA | component | HeatDistributionController | heating_reference_temperature_in_celsius | -8
2026-07-31 12:42:32 UTC | bg01_06_CH_ZUESTA | bg01 | 06_CH | ZUESTA | component | HeatDistributionController | set_heating_temperature_for_building_in_celsius | 20.5
2026-07-31 12:42:32 UTC | bg01_06_CH_ZUESTA | bg01 | 06_CH | ZUESTA | component | HeatDistributionController | set_cooling_temperature_for_building_in_celsius | 99
2026-07-31 12:42:32 UTC | bg01_06_CH_ZUESTA | bg01 | 06_CH | ZUESTA | component | HeatDistributionController | heating_load_of_building_in_watt | 7683.01
2026-07-31 12:42:32 UTC | bg01_06_CH_ZUESTA | bg01 | 06_CH | ZUESTA | heat_distribution | HeatDistributionSystem | absolute_conditioned_floor_area_in_m2 | 198
2026-07-31 12:42:32 UTC | bg01_06_CH_ZUESTA | bg01 | 06_CH | ZUESTA | thermal_storage | SimpleHotWaterStorage | volume_heating_water_storage_in_liter | 384.1
2026-07-31 12:42:32 UTC | bg01_06_CH_ZUESTA | bg01 | 06_CH | ZUESTA | component | BufferRemainingCapacity60C | building_name | BUI1
2026-07-31 12:42:32 UTC | bg01_06_CH_ZUESTA | bg01 | 06_CH | ZUESTA | component | BufferRemainingCapacity60C | name | BufferRemainingCapacity60C
2026-07-31 12:42:32 UTC | bg01_06_CH_ZUESTA | bg01 | 06_CH | ZUESTA | component | BufferRemainingCapacity60C | volume_heating_water_storage_in_liter | 384.1
2026-07-31 12:42:32 UTC | bg01_06_CH_ZUESTA | bg01 | 06_CH | ZUESTA | component | BufferRemainingCapacity60C | max_temperature_in_celsius | 6
2026-07-31 12:42:32 UTC | bg01_06_CH_ZUESTA | bg01 | 06_CH | ZUESTA | component | BufferRemainingCapacity60C | water_density_kg_per_liter | 0.992
2026-07-31 12:42:32 UTC | bg01_06_CH_ZUESTA | bg01 | 06_CH | ZUESTA | component | BufferRemainingCapacity60C | water_specific_heat_capacity_j_per_kg_per_k | 4180
2026-07-31 12:42:32 UTC | bg01_06_CH_ZUESTA | bg01 | 06_CH | ZUESTA | component | GasBoilerController | building_name | BUI1
2026-07-31 12:42:32 UTC | bg01_06_CH_ZUESTA | bg01 | 06_CH | ZUESTA | component | GasBoilerController | name | GasBoilerController
2026-07-31 12:42:32 UTC | bg01_06_CH_ZUESTA | bg01 | 06_CH | ZUESTA | component | GasBoilerController | is_modulating | true
2026-07-31 12:42:32 UTC | bg01_06_CH_ZUESTA | bg01 | 06_CH | ZUESTA | component | GasBoilerController | set_heating_threshold_outside_temperature_in_celsius | 16
2026-07-31 12:42:32 UTC | bg01_06_CH_ZUESTA | bg01 | 06_CH | ZUESTA | component | GasBoilerController | minimal_thermal_power_in_watt | 0
2026-07-31 12:42:32 UTC | bg01_06_CH_ZUESTA | bg01 | 06_CH | ZUESTA | component | GasBoilerController | maximal_thermal_power_in_watt | 5070
2026-07-31 12:42:32 UTC | bg01_06_CH_ZUESTA | bg01 | 06_CH | ZUESTA | component | GasBoilerController | set_temperature_difference_for_full_power | 5
2026-07-31 12:42:32 UTC | bg01_06_CH_ZUESTA | bg01 | 06_CH | ZUESTA | component | GasBoilerController | minimum_runtime_in_seconds | 1800
2026-07-31 12:42:32 UTC | bg01_06_CH_ZUESTA | bg01 | 06_CH | ZUESTA | component | GasBoilerController | minimum_resting_time_in_seconds | 1800
2026-07-31 12:42:32 UTC | bg01_06_CH_ZUESTA | bg01 | 06_CH | ZUESTA | component | GasBoilerController | with_domestic_hot_water_preparation | true
2026-07-31 12:42:32 UTC | bg01_06_CH_ZUESTA | bg01 | 06_CH | ZUESTA | component | GasBoilerController | secondary_mode | false
2026-07-31 12:42:32 UTC | bg01_06_CH_ZUESTA | bg01 | 06_CH | ZUESTA | component | GasBoilerController | hysteresis_water_temperature_offset | 10
2026-07-31 12:42:32 UTC | bg01_06_CH_ZUESTA | bg01 | 06_CH | ZUESTA | component | GasBoilerController | seasonal_modulation_minimum_enabled | false
2026-07-31 12:42:32 UTC | bg01_06_CH_ZUESTA | bg01 | 06_CH | ZUESTA | component | GasBoilerController | winter_modulation_minimum_thermal_power_in_watt
2026-07-31 12:42:32 UTC | bg01_06_CH_ZUESTA | bg01 | 06_CH | ZUESTA | component | GasBoilerController | summer_modulation_minimum_thermal_power_in_watt
2026-07-31 12:42:32 UTC | bg01_06_CH_ZUESTA | bg01 | 06_CH | ZUESTA | component | GasBoilerController | summer_modulation_daily_avg_outdoor_temperature_threshold_celsius | 16
2026-07-31 12:42:32 UTC | bg01_06_CH_ZUESTA | bg01 | 06_CH | ZUESTA | heat_generator | GasBoiler | minimal_thermal_power_in_watt | 0
2026-07-31 12:42:32 UTC | bg01_06_CH_ZUESTA | bg01 | 06_CH | ZUESTA | heat_generator | GasBoiler | maximal_thermal_power_in_watt | 5070
2026-07-31 12:42:32 UTC | bg01_06_CH_ZUESTA | bg01 | 06_CH | ZUESTA | heat_generator | GasBoiler | eff_th_min | 0.6
2026-07-31 12:42:32 UTC | bg01_06_CH_ZUESTA | bg01 | 06_CH | ZUESTA | heat_generator | GasBoiler | eff_th_max | 0.9
2026-07-31 12:42:32 UTC | bg01_06_CH_ZUESTA | bg01 | 06_CH | ZUESTA | heat_generator | GasBoiler | boiler_type | BoilerType.CONDENSING
2026-07-31 12:42:32 UTC | bg01_06_CH_ZUESTA | bg01 | 06_CH | ZUESTA | heat_generator | GasBoiler | energy_carrier | LoadTypes.GAS
2026-07-31 12:42:32 UTC | bg01_06_CH_ZUESTA | bg01 | 06_CH | ZUESTA | component | GasMeter | building_name | BUI1
2026-07-31 12:42:32 UTC | bg01_06_CH_ZUESTA | bg01 | 06_CH | ZUESTA | component | GasMeter | name | GasMeter
2026-07-31 12:42:32 UTC | bg01_06_CH_ZUESTA | bg01 | 06_CH | ZUESTA | component | GasMeter | total_energy_from_grid_in_kwh
2026-07-31 12:42:32 UTC | bg01_06_CH_ZUESTA | bg01 | 06_CH | ZUESTA | component | GasMeter | gas_loadtype | LoadTypes.GAS
2026-07-31 12:42:32 UTC | bg01_06_CH_ZUESTA | bg01 | 06_CH | ZUESTA | component | HeatGeneratorTotalThermalPower | building_name | BUI1
2026-07-31 12:42:32 UTC | bg01_06_CH_ZUESTA | bg01 | 06_CH | ZUESTA | component | HeatGeneratorTotalThermalPower | name | HeatGeneratorTotalThermalPower
2026-07-31 12:42:32 UTC | bg01_06_CH_ZUESTA | bg01 | 06_CH | ZUESTA | component | HeatGeneratorTotalThermalPower | loadtype | LoadTypes.ANY
2026-07-31 12:42:32 UTC | bg01_06_CH_ZUESTA | bg01 | 06_CH | ZUESTA | component | HeatGeneratorTotalThermalPower | unit | Units.WATT
2026-07-31 12:42:32 UTC | bg01_06_CH_ZUESTA | bg01 | 06_CH | ZUESTA | component | HeatGeneratorPlantDhwThermalPower | building_name | BUI1
2026-07-31 12:42:32 UTC | bg01_06_CH_ZUESTA | bg01 | 06_CH | ZUESTA | component | HeatGeneratorPlantDhwThermalPower | name | HeatGeneratorPlantDhwThermalPower
2026-07-31 12:42:32 UTC | bg01_06_CH_ZUESTA | bg01 | 06_CH | ZUESTA | component | HeatGeneratorPlantDhwThermalPower | loadtype | LoadTypes.ANY
2026-07-31 12:42:32 UTC | bg01_06_CH_ZUESTA | bg01 | 06_CH | ZUESTA | component | HeatGeneratorPlantDhwThermalPower | unit | Units.WATT
2026-07-31 12:42:32 UTC | bg01_06_CH_ZUESTA | bg01 | 06_CH | ZUESTA | component | SolarDhwThermalPower | building_name | BUI1
2026-07-31 12:42:32 UTC | bg01_06_CH_ZUESTA | bg01 | 06_CH | ZUESTA | component | SolarDhwThermalPower | name | SolarDhwThermalPower
2026-07-31 12:42:32 UTC | bg01_06_CH_ZUESTA | bg01 | 06_CH | ZUESTA | component | SolarDhwThermalPower | value_watt
2026-07-31 12:42:32 UTC | bg01_06_CH_ZUESTA | bg01 | 06_CH | ZUESTA | component | SolarDhwThermalPower | loadtype | LoadTypes.ANY
2026-07-31 12:42:32 UTC | bg01_06_CH_ZUESTA | bg01 | 06_CH | ZUESTA | component | SolarDhwThermalPower | unit | Units.WATT
2026-07-31 12:42:32 UTC | bg01_06_CH_ZUESTA | bg01 | 06_CH | ZUESTA | component | FlexibilityPotential | building_name | BUI1
2026-07-31 12:42:32 UTC | bg01_06_CH_ZUESTA | bg01 | 06_CH | ZUESTA | component | FlexibilityPotential | name | FlexibilityPotential
2026-07-31 12:42:32 UTC | bg01_06_CH_ZUESTA | bg01 | 06_CH | ZUESTA | component | FlexibilityPotential | fallback_heating_cop | 1
2026-07-31 12:42:32 UTC | bg01_06_CH_ZUESTA | bg01 | 06_CH | ZUESTA | component | FlexibilityPotential | fallback_cooling_eer
2026-07-31 12:42:32 UTC | bg01_07_CH_ZUESTA | bg01 | 07_CH | ZUESTA | simulation | SimulationParameters | year | 2050
2026-07-31 12:42:32 UTC | bg01_07_CH_ZUESTA | bg01 | 07_CH | ZUESTA | simulation | SimulationParameters | seconds_per_timestep | 9 | s
2026-07-31 12:42:32 UTC | bg01_07_CH_ZUESTA | bg01 | 07_CH | ZUESTA | simulation | SimulationParameters | country | CH
2026-07-31 12:42:32 UTC | bg01_07_CH_ZUESTA | bg01 | 07_CH | ZUESTA | cli | cli_overrides | ARCH | 07_CH
2026-07-31 12:42:32 UTC | bg01_07_CH_ZUESTA | bg01 | 07_CH | ZUESTA | cli | cli_overrides | WEATHER | ZUESTA
2026-07-31 12:42:32 UTC | bg01_07_CH_ZUESTA | bg01 | 07_CH | ZUESTA | cli | cli_overrides | TIME_HORIZON | future
2026-07-31 12:42:32 UTC | bg01_07_CH_ZUESTA | bg01 | 07_CH | ZUESTA | cli | cli_overrides | SCENARIO | none
2026-07-31 12:42:32 UTC | bg01_07_CH_ZUESTA | bg01 | 07_CH | ZUESTA | cli | cli_overrides | OCC | SIA2024
2026-07-31 12:42:32 UTC | bg01_07_CH_ZUESTA | bg01 | 07_CH | ZUESTA | cli | cli_overrides | HEATGEN_SIZING | IDEAL_LOOKUP
2026-07-31 12:42:32 UTC | bg01_07_CH_ZUESTA | bg01 | 07_CH | ZUESTA | cli | cli_overrides | HP_SHARE_OF_IDEAL | 0.8
2026-07-31 12:42:32 UTC | bg01_07_CH_ZUESTA | bg01 | 07_CH | ZUESTA | internal_loads | SIA2024Occupancy | conditioned_floor_area_in_m2 | 199
2026-07-31 12:42:32 UTC | bg01_07_CH_ZUESTA | bg01 | 07_CH | ZUESTA | internal_loads | SIA2024Occupancy | appliances_load_w_per_m2 | 1
2026-07-31 12:42:32 UTC | bg01_07_CH_ZUESTA | bg01 | 07_CH | ZUESTA | internal_loads | SIA2024Occupancy | lighting_load_w_per_m2 | 3
2026-07-31 12:42:32 UTC | bg01_07_CH_ZUESTA | bg01 | 07_CH | ZUESTA | internal_loads | SIA2024Occupancy | lighting_annual_full_load_hours | 846
2026-07-31 12:42:32 UTC | bg01_07_CH_ZUESTA | bg01 | 07_CH | ZUESTA | internal_loads | SIA2024Occupancy | appliances_yearly_utilization_per_month | 0.7995
2026-07-31 12:42:32 UTC | bg01_07_CH_ZUESTA | bg01 | 07_CH | ZUESTA | weather | Weather | source_path | C:\Users\het\HiSim\hisim\inputs\weather\custom_csv\Zurich\NABZUE_2060_RCP85_DRY.csv
2026-07-31 12:42:32 UTC | bg01_07_CH_ZUESTA | bg01 | 07_CH | ZUESTA | weather | Weather | location | Zurich
2026-07-31 12:42:32 UTC | bg01_07_CH_ZUESTA | bg01 | 07_CH | ZUESTA | weather | Weather | name | Weather
2026-07-31 12:42:32 UTC | bg01_07_CH_ZUESTA | bg01 | 07_CH | ZUESTA | component | ElectricityMeter | building_name | BUI1
2026-07-31 12:42:32 UTC | bg01_07_CH_ZUESTA | bg01 | 07_CH | ZUESTA | component | ElectricityMeter | name | ElectricityMeter
2026-07-31 12:42:32 UTC | bg01_07_CH_ZUESTA | bg01 | 07_CH | ZUESTA | building | Building | building_name | 1991_2000
2026-07-31 12:42:32 UTC | bg01_07_CH_ZUESTA | bg01 | 07_CH | ZUESTA | building | Building | building_code | AT.N.SFH.06.Gen.ReEx.001.002
2026-07-31 12:42:32 UTC | bg01_07_CH_ZUESTA | bg01 | 07_CH | ZUESTA | building | Building | building_heat_capacity_class | heavy
2026-07-31 12:42:32 UTC | bg01_07_CH_ZUESTA | bg01 | 07_CH | ZUESTA | building | Building | absolute_conditioned_floor_area_in_m2 | 199
2026-07-31 12:42:32 UTC | bg01_07_CH_ZUESTA | bg01 | 07_CH | ZUESTA | building | Building | heating_reference_temperature_in_celsius | -8
2026-07-31 12:42:32 UTC | bg01_07_CH_ZUESTA | bg01 | 07_CH | ZUESTA | building | Building | floor_u_value_in_watt_per_m2_per_kelvin | 0.55
2026-07-31 12:42:32 UTC | bg01_07_CH_ZUESTA | bg01 | 07_CH | ZUESTA | building | Building | floor_area_in_m2 | 81
2026-07-31 12:42:32 UTC | bg01_07_CH_ZUESTA | bg01 | 07_CH | ZUESTA | building | Building | facade_u_value_in_watt_per_m2_per_kelvin | 0.35
2026-07-31 12:42:32 UTC | bg01_07_CH_ZUESTA | bg01 | 07_CH | ZUESTA | building | Building | facade_area_in_m2 | 164
2026-07-31 12:42:32 UTC | bg01_07_CH_ZUESTA | bg01 | 07_CH | ZUESTA | building | Building | roof_u_value_in_watt_per_m2_per_kelvin | 0.34
2026-07-31 12:42:32 UTC | bg01_07_CH_ZUESTA | bg01 | 07_CH | ZUESTA | building | Building | roof_area_in_m2 | 96
2026-07-31 12:42:32 UTC | bg01_07_CH_ZUESTA | bg01 | 07_CH | ZUESTA | building | Building | window_u_value_in_watt_per_m2_per_kelvin | 1.7
2026-07-31 12:42:32 UTC | bg01_07_CH_ZUESTA | bg01 | 07_CH | ZUESTA | building | Building | window_area_in_m2 | 31.84
2026-07-31 12:42:32 UTC | bg01_07_CH_ZUESTA | bg01 | 07_CH | ZUESTA | building | Building | door_u_value_in_watt_per_m2_per_kelvin
2026-07-31 12:42:32 UTC | bg01_07_CH_ZUESTA | bg01 | 07_CH | ZUESTA | building | Building | door_area_in_m2
2026-07-31 12:42:32 UTC | bg01_07_CH_ZUESTA | bg01 | 07_CH | ZUESTA | building | Building | set_heating_temperature_in_celsius | 20.5
2026-07-31 12:42:32 UTC | bg01_07_CH_ZUESTA | bg01 | 07_CH | ZUESTA | building | Building | set_cooling_temperature_in_celsius | 99
2026-07-31 12:42:32 UTC | bg01_07_CH_ZUESTA | bg01 | 07_CH | ZUESTA | building | Building | natural_ventilation_m3_per_h_per_person | 29
2026-07-31 12:42:32 UTC | bg01_07_CH_ZUESTA | bg01 | 07_CH | ZUESTA | building | Building | sia_natural_ventilation_m3_per_h_per_m2 | 0.6
2026-07-31 12:42:32 UTC | bg01_07_CH_ZUESTA | bg01 | 07_CH | ZUESTA | building | Building | swiss_infiltration_rate_per_h | 0.15
2026-07-31 12:42:32 UTC | bg01_07_CH_ZUESTA | bg01 | 07_CH | ZUESTA | building | Building | heating_demand_mode | iso13790
2026-07-31 12:42:32 UTC | bg01_07_CH_ZUESTA | bg01 | 07_CH | ZUESTA | building | Building | operative_heating_proportional_band_in_celsius | 1
2026-07-31 12:42:32 UTC | bg01_07_CH_ZUESTA | bg01 | 07_CH | ZUESTA | building | Building | operative_heating_proportional_gain | 1
2026-07-31 12:42:32 UTC | bg01_07_CH_ZUESTA | bg01 | 07_CH | ZUESTA | building | Building | control_comfort_lower_bound_shift_in_celsius
2026-07-31 12:42:32 UTC | bg01_07_CH_ZUESTA | bg01 | 07_CH | ZUESTA | building | Building | comfort_aware_seasonal_heating_gate | true
2026-07-31 12:42:32 UTC | bg01_07_CH_ZUESTA | bg01 | 07_CH | ZUESTA | component | StrictComfortDemandController | building_name | BUI1
2026-07-31 12:42:32 UTC | bg01_07_CH_ZUESTA | bg01 | 07_CH | ZUESTA | component | StrictComfortDemandController | name | StrictComfortDemandController
2026-07-31 12:42:32 UTC | bg01_07_CH_ZUESTA | bg01 | 07_CH | ZUESTA | component | StrictComfortDemandController | temperature_air_heating_in_celsius | 20.5
2026-07-31 12:42:32 UTC | bg01_07_CH_ZUESTA | bg01 | 07_CH | ZUESTA | component | StrictComfortDemandController | temperature_air_cooling_in_celsius | 24
2026-07-31 12:42:32 UTC | bg01_07_CH_ZUESTA | bg01 | 07_CH | ZUESTA | component | StrictComfortDemandController | offset | 0.5
2026-07-31 12:42:32 UTC | bg01_07_CH_ZUESTA | bg01 | 07_CH | ZUESTA | component | StrictComfortDemandController | mode | 2
2026-07-31 12:42:32 UTC | bg01_07_CH_ZUESTA | bg01 | 07_CH | ZUESTA | component | StrictComfortDemandController | use_adaptive_comfort_band | true
2026-07-31 12:42:32 UTC | bg01_07_CH_ZUESTA | bg01 | 07_CH | ZUESTA | component | StrictComfortDemandController | control_strategy | strict_comfort_band_v1
2026-07-31 12:42:32 UTC | bg01_07_CH_ZUESTA | bg01 | 07_CH | ZUESTA | component | StrictComfortDemandController | comfort_band_inner_offset_in_celsius | 0.5
2026-07-31 12:42:32 UTC | bg01_07_CH_ZUESTA | bg01 | 07_CH | ZUESTA | component | StrictComfortDemandController | comfort_band_inner_offset_lower_in_celsius | 1
2026-07-31 12:42:32 UTC | bg01_07_CH_ZUESTA | bg01 | 07_CH | ZUESTA | component | StrictComfortDemandController | comfort_band_inner_offset_upper_in_celsius | 0.5
2026-07-31 12:42:32 UTC | bg01_07_CH_ZUESTA | bg01 | 07_CH | ZUESTA | component | StrictComfortDemandController | heating_disabled_above_running_mean_outdoor_temperature_in_celsius | 18
2026-07-31 12:42:32 UTC | bg01_07_CH_ZUESTA | bg01 | 07_CH | ZUESTA | component | StrictComfortDemandController | cooling_enabled_above_running_mean_outdoor_temperature_in_celsius | 99
2026-07-31 12:42:32 UTC | bg01_07_CH_ZUESTA | bg01 | 07_CH | ZUESTA | component | ComfortBandHeatingDemand | building_name | BUI1
2026-07-31 12:42:32 UTC | bg01_07_CH_ZUESTA | bg01 | 07_CH | ZUESTA | component | ComfortBandHeatingDemand | name | ComfortBandHeatingDemand
2026-07-31 12:42:32 UTC | bg01_07_CH_ZUESTA | bg01 | 07_CH | ZUESTA | component | ComfortBandHeatingDemand | max_heating_power_in_watt | 7052.23
2026-07-31 12:42:32 UTC | bg01_07_CH_ZUESTA | bg01 | 07_CH | ZUESTA | component | ComfortBandHeatingDemand | proportional_gain_in_watt_per_kelvin | 14104.5
2026-07-31 12:42:32 UTC | bg01_07_CH_ZUESTA | bg01 | 07_CH | ZUESTA | component | StrictComfortSetpointModifier | building_name | BUI1
2026-07-31 12:42:32 UTC | bg01_07_CH_ZUESTA | bg01 | 07_CH | ZUESTA | component | StrictComfortSetpointModifier | name | StrictComfortSetpointModifier
2026-07-31 12:42:32 UTC | bg01_07_CH_ZUESTA | bg01 | 07_CH | ZUESTA | component | StrictComfortSetpointModifier | base_heating_setpoint_in_celsius | 20.5
2026-07-31 12:42:32 UTC | bg01_07_CH_ZUESTA | bg01 | 07_CH | ZUESTA | component | StrictComfortSetpointModifier | recovery_gain | 5
2026-07-31 12:42:32 UTC | bg01_07_CH_ZUESTA | bg01 | 07_CH | ZUESTA | component | StrictComfortSetpointModifier | max_recovery_boost_in_celsius | 5
2026-07-31 12:42:32 UTC | bg01_07_CH_ZUESTA | bg01 | 07_CH | ZUESTA | component | StrictComfortSetpointModifier | clamp_min_modifier_in_celsius
2026-07-31 12:42:32 UTC | bg01_07_CH_ZUESTA | bg01 | 07_CH | ZUESTA | component | StrictComfortSetpointModifier | clamp_max_modifier_in_celsius | 15
2026-07-31 12:42:32 UTC | bg01_07_CH_ZUESTA | bg01 | 07_CH | ZUESTA | component | HeatDistributionController | building_name | BUI1
2026-07-31 12:42:32 UTC | bg01_07_CH_ZUESTA | bg01 | 07_CH | ZUESTA | component | HeatDistributionController | name | HeatDistributionController
2026-07-31 12:42:32 UTC | bg01_07_CH_ZUESTA | bg01 | 07_CH | ZUESTA | component | HeatDistributionController | heating_system | HeatDistributionSystemType.FLOORHEATING
2026-07-31 12:42:32 UTC | bg01_07_CH_ZUESTA | bg01 | 07_CH | ZUESTA | component | HeatDistributionController | set_heating_threshold_outside_temperature_in_celsius | 16
2026-07-31 12:42:32 UTC | bg01_07_CH_ZUESTA | bg01 | 07_CH | ZUESTA | component | HeatDistributionController | heating_reference_temperature_in_celsius | -8
2026-07-31 12:42:32 UTC | bg01_07_CH_ZUESTA | bg01 | 07_CH | ZUESTA | component | HeatDistributionController | set_heating_temperature_for_building_in_celsius | 20.5
2026-07-31 12:42:32 UTC | bg01_07_CH_ZUESTA | bg01 | 07_CH | ZUESTA | component | HeatDistributionController | set_cooling_temperature_for_building_in_celsius | 99
2026-07-31 12:42:32 UTC | bg01_07_CH_ZUESTA | bg01 | 07_CH | ZUESTA | component | HeatDistributionController | heating_load_of_building_in_watt | 7052.23
2026-07-31 12:42:32 UTC | bg01_07_CH_ZUESTA | bg01 | 07_CH | ZUESTA | heat_distribution | HeatDistributionSystem | absolute_conditioned_floor_area_in_m2 | 199
2026-07-31 12:42:32 UTC | bg01_07_CH_ZUESTA | bg01 | 07_CH | ZUESTA | thermal_storage | SimpleHotWaterStorage | volume_heating_water_storage_in_liter | 352.6
2026-07-31 12:42:32 UTC | bg01_07_CH_ZUESTA | bg01 | 07_CH | ZUESTA | component | BufferRemainingCapacity60C | building_name | BUI1
2026-07-31 12:42:32 UTC | bg01_07_CH_ZUESTA | bg01 | 07_CH | ZUESTA | component | BufferRemainingCapacity60C | name | BufferRemainingCapacity60C
2026-07-31 12:42:32 UTC | bg01_07_CH_ZUESTA | bg01 | 07_CH | ZUESTA | component | BufferRemainingCapacity60C | volume_heating_water_storage_in_liter | 352.6
2026-07-31 12:42:32 UTC | bg01_07_CH_ZUESTA | bg01 | 07_CH | ZUESTA | component | BufferRemainingCapacity60C | max_temperature_in_celsius | 6
2026-07-31 12:42:32 UTC | bg01_07_CH_ZUESTA | bg01 | 07_CH | ZUESTA | component | BufferRemainingCapacity60C | water_density_kg_per_liter | 0.992
2026-07-31 12:42:32 UTC | bg01_07_CH_ZUESTA | bg01 | 07_CH | ZUESTA | component | BufferRemainingCapacity60C | water_specific_heat_capacity_j_per_kg_per_k | 4180
2026-07-31 12:42:32 UTC | bg01_07_CH_ZUESTA | bg01 | 07_CH | ZUESTA | component | GasBoilerController | building_name | BUI1
2026-07-31 12:42:32 UTC | bg01_07_CH_ZUESTA | bg01 | 07_CH | ZUESTA | component | GasBoilerController | name | GasBoilerController
2026-07-31 12:42:32 UTC | bg01_07_CH_ZUESTA | bg01 | 07_CH | ZUESTA | component | GasBoilerController | is_modulating | true
2026-07-31 12:42:32 UTC | bg01_07_CH_ZUESTA | bg01 | 07_CH | ZUESTA | component | GasBoilerController | set_heating_threshold_outside_temperature_in_celsius | 16
2026-07-31 12:42:32 UTC | bg01_07_CH_ZUESTA | bg01 | 07_CH | ZUESTA | component | GasBoilerController | minimal_thermal_power_in_watt | 0
2026-07-31 12:42:32 UTC | bg01_07_CH_ZUESTA | bg01 | 07_CH | ZUESTA | component | GasBoilerController | maximal_thermal_power_in_watt | 4730
2026-07-31 12:42:32 UTC | bg01_07_CH_ZUESTA | bg01 | 07_CH | ZUESTA | component | GasBoilerController | set_temperature_difference_for_full_power | 5
2026-07-31 12:42:32 UTC | bg01_07_CH_ZUESTA | bg01 | 07_CH | ZUESTA | component | GasBoilerController | minimum_runtime_in_seconds | 1800
2026-07-31 12:42:32 UTC | bg01_07_CH_ZUESTA | bg01 | 07_CH | ZUESTA | component | GasBoilerController | minimum_resting_time_in_seconds | 1800
2026-07-31 12:42:32 UTC | bg01_07_CH_ZUESTA | bg01 | 07_CH | ZUESTA | component | GasBoilerController | with_domestic_hot_water_preparation | true
2026-07-31 12:42:32 UTC | bg01_07_CH_ZUESTA | bg01 | 07_CH | ZUESTA | component | GasBoilerController | secondary_mode | false
2026-07-31 12:42:32 UTC | bg01_07_CH_ZUESTA | bg01 | 07_CH | ZUESTA | component | GasBoilerController | hysteresis_water_temperature_offset | 10
2026-07-31 12:42:32 UTC | bg01_07_CH_ZUESTA | bg01 | 07_CH | ZUESTA | component | GasBoilerController | seasonal_modulation_minimum_enabled | false
2026-07-31 12:42:32 UTC | bg01_07_CH_ZUESTA | bg01 | 07_CH | ZUESTA | component | GasBoilerController | winter_modulation_minimum_thermal_power_in_watt
2026-07-31 12:42:32 UTC | bg01_07_CH_ZUESTA | bg01 | 07_CH | ZUESTA | component | GasBoilerController | summer_modulation_minimum_thermal_power_in_watt
2026-07-31 12:42:32 UTC | bg01_07_CH_ZUESTA | bg01 | 07_CH | ZUESTA | component | GasBoilerController | summer_modulation_daily_avg_outdoor_temperature_threshold_celsius | 16
2026-07-31 12:42:32 UTC | bg01_07_CH_ZUESTA | bg01 | 07_CH | ZUESTA | heat_generator | GasBoiler | minimal_thermal_power_in_watt | 0
2026-07-31 12:42:32 UTC | bg01_07_CH_ZUESTA | bg01 | 07_CH | ZUESTA | heat_generator | GasBoiler | maximal_thermal_power_in_watt | 4730
2026-07-31 12:42:32 UTC | bg01_07_CH_ZUESTA | bg01 | 07_CH | ZUESTA | heat_generator | GasBoiler | eff_th_min | 0.6
2026-07-31 12:42:32 UTC | bg01_07_CH_ZUESTA | bg01 | 07_CH | ZUESTA | heat_generator | GasBoiler | eff_th_max | 0.9
2026-07-31 12:42:32 UTC | bg01_07_CH_ZUESTA | bg01 | 07_CH | ZUESTA | heat_generator | GasBoiler | boiler_type | BoilerType.CONDENSING
2026-07-31 12:42:32 UTC | bg01_07_CH_ZUESTA | bg01 | 07_CH | ZUESTA | heat_generator | GasBoiler | energy_carrier | LoadTypes.GAS
2026-07-31 12:42:32 UTC | bg01_07_CH_ZUESTA | bg01 | 07_CH | ZUESTA | component | GasMeter | building_name | BUI1
2026-07-31 12:42:32 UTC | bg01_07_CH_ZUESTA | bg01 | 07_CH | ZUESTA | component | GasMeter | name | GasMeter
2026-07-31 12:42:32 UTC | bg01_07_CH_ZUESTA | bg01 | 07_CH | ZUESTA | component | GasMeter | total_energy_from_grid_in_kwh
2026-07-31 12:42:32 UTC | bg01_07_CH_ZUESTA | bg01 | 07_CH | ZUESTA | component | GasMeter | gas_loadtype | LoadTypes.GAS
2026-07-31 12:42:32 UTC | bg01_07_CH_ZUESTA | bg01 | 07_CH | ZUESTA | component | HeatGeneratorTotalThermalPower | building_name | BUI1
2026-07-31 12:42:32 UTC | bg01_07_CH_ZUESTA | bg01 | 07_CH | ZUESTA | component | HeatGeneratorTotalThermalPower | name | HeatGeneratorTotalThermalPower
2026-07-31 12:42:32 UTC | bg01_07_CH_ZUESTA | bg01 | 07_CH | ZUESTA | component | HeatGeneratorTotalThermalPower | loadtype | LoadTypes.ANY
2026-07-31 12:42:32 UTC | bg01_07_CH_ZUESTA | bg01 | 07_CH | ZUESTA | component | HeatGeneratorTotalThermalPower | unit | Units.WATT
2026-07-31 12:42:32 UTC | bg01_07_CH_ZUESTA | bg01 | 07_CH | ZUESTA | component | HeatGeneratorPlantDhwThermalPower | building_name | BUI1
2026-07-31 12:42:32 UTC | bg01_07_CH_ZUESTA | bg01 | 07_CH | ZUESTA | component | HeatGeneratorPlantDhwThermalPower | name | HeatGeneratorPlantDhwThermalPower
2026-07-31 12:42:32 UTC | bg01_07_CH_ZUESTA | bg01 | 07_CH | ZUESTA | component | HeatGeneratorPlantDhwThermalPower | loadtype | LoadTypes.ANY
2026-07-31 12:42:32 UTC | bg01_07_CH_ZUESTA | bg01 | 07_CH | ZUESTA | component | HeatGeneratorPlantDhwThermalPower | unit | Units.WATT
2026-07-31 12:42:32 UTC | bg01_07_CH_ZUESTA | bg01 | 07_CH | ZUESTA | component | SolarDhwThermalPower | building_name | BUI1
2026-07-31 12:42:32 UTC | bg01_07_CH_ZUESTA | bg01 | 07_CH | ZUESTA | component | SolarDhwThermalPower | name | SolarDhwThermalPower
2026-07-31 12:42:32 UTC | bg01_07_CH_ZUESTA | bg01 | 07_CH | ZUESTA | component | SolarDhwThermalPower | value_watt
2026-07-31 12:42:32 UTC | bg01_07_CH_ZUESTA | bg01 | 07_CH | ZUESTA | component | SolarDhwThermalPower | loadtype | LoadTypes.ANY
2026-07-31 12:42:32 UTC | bg01_07_CH_ZUESTA | bg01 | 07_CH | ZUESTA | component | SolarDhwThermalPower | unit | Units.WATT
2026-07-31 12:42:32 UTC | bg01_07_CH_ZUESTA | bg01 | 07_CH | ZUESTA | component | FlexibilityPotential | building_name | BUI1
2026-07-31 12:42:32 UTC | bg01_07_CH_ZUESTA | bg01 | 07_CH | ZUESTA | component | FlexibilityPotential | name | FlexibilityPotential
2026-07-31 12:42:32 UTC | bg01_07_CH_ZUESTA | bg01 | 07_CH | ZUESTA | component | FlexibilityPotential | fallback_heating_cop | 1
2026-07-31 12:42:32 UTC | bg01_07_CH_ZUESTA | bg01 | 07_CH | ZUESTA | component | FlexibilityPotential | fallback_cooling_eer
2026-07-31 12:42:32 UTC | bg01_08_CH_ZUESTA | bg01 | 08_CH | ZUESTA | simulation | SimulationParameters | year | 2050
2026-07-31 12:42:32 UTC | bg01_08_CH_ZUESTA | bg01 | 08_CH | ZUESTA | simulation | SimulationParameters | seconds_per_timestep | 9 | s
2026-07-31 12:42:32 UTC | bg01_08_CH_ZUESTA | bg01 | 08_CH | ZUESTA | simulation | SimulationParameters | country | CH
2026-07-31 12:42:32 UTC | bg01_08_CH_ZUESTA | bg01 | 08_CH | ZUESTA | cli | cli_overrides | ARCH | 08_CH
2026-07-31 12:42:32 UTC | bg01_08_CH_ZUESTA | bg01 | 08_CH | ZUESTA | cli | cli_overrides | WEATHER | ZUESTA
2026-07-31 12:42:32 UTC | bg01_08_CH_ZUESTA | bg01 | 08_CH | ZUESTA | cli | cli_overrides | TIME_HORIZON | future
2026-07-31 12:42:32 UTC | bg01_08_CH_ZUESTA | bg01 | 08_CH | ZUESTA | cli | cli_overrides | SCENARIO | none
2026-07-31 12:42:32 UTC | bg01_08_CH_ZUESTA | bg01 | 08_CH | ZUESTA | cli | cli_overrides | OCC | SIA2024
2026-07-31 12:42:32 UTC | bg01_08_CH_ZUESTA | bg01 | 08_CH | ZUESTA | cli | cli_overrides | HEATGEN_SIZING | IDEAL_LOOKUP
2026-07-31 12:42:32 UTC | bg01_08_CH_ZUESTA | bg01 | 08_CH | ZUESTA | cli | cli_overrides | HP_SHARE_OF_IDEAL | 0.8
2026-07-31 12:42:32 UTC | bg01_08_CH_ZUESTA | bg01 | 08_CH | ZUESTA | internal_loads | SIA2024Occupancy | conditioned_floor_area_in_m2 | 201
2026-07-31 12:42:32 UTC | bg01_08_CH_ZUESTA | bg01 | 08_CH | ZUESTA | internal_loads | SIA2024Occupancy | appliances_load_w_per_m2 | 1
2026-07-31 12:42:32 UTC | bg01_08_CH_ZUESTA | bg01 | 08_CH | ZUESTA | internal_loads | SIA2024Occupancy | lighting_load_w_per_m2 | 3
2026-07-31 12:42:32 UTC | bg01_08_CH_ZUESTA | bg01 | 08_CH | ZUESTA | internal_loads | SIA2024Occupancy | lighting_annual_full_load_hours | 846
2026-07-31 12:42:32 UTC | bg01_08_CH_ZUESTA | bg01 | 08_CH | ZUESTA | internal_loads | SIA2024Occupancy | appliances_yearly_utilization_per_month | 0.7995
2026-07-31 12:42:32 UTC | bg01_08_CH_ZUESTA | bg01 | 08_CH | ZUESTA | weather | Weather | source_path | C:\Users\het\HiSim\hisim\inputs\weather\custom_csv\Zurich\NABZUE_2060_RCP85_DRY.csv
2026-07-31 12:42:32 UTC | bg01_08_CH_ZUESTA | bg01 | 08_CH | ZUESTA | weather | Weather | location | Zurich
2026-07-31 12:42:32 UTC | bg01_08_CH_ZUESTA | bg01 | 08_CH | ZUESTA | weather | Weather | name | Weather
2026-07-31 12:42:32 UTC | bg01_08_CH_ZUESTA | bg01 | 08_CH | ZUESTA | component | ElectricityMeter | building_name | BUI1
2026-07-31 12:42:32 UTC | bg01_08_CH_ZUESTA | bg01 | 08_CH | ZUESTA | component | ElectricityMeter | name | ElectricityMeter
2026-07-31 12:42:32 UTC | bg01_08_CH_ZUESTA | bg01 | 08_CH | ZUESTA | building | Building | building_name | 2001_2010
2026-07-31 12:42:32 UTC | bg01_08_CH_ZUESTA | bg01 | 08_CH | ZUESTA | building | Building | building_code | AT.N.SFH.07.Gen.ReEx.001.002
2026-07-31 12:42:32 UTC | bg01_08_CH_ZUESTA | bg01 | 08_CH | ZUESTA | building | Building | building_heat_capacity_class | heavy
2026-07-31 12:42:32 UTC | bg01_08_CH_ZUESTA | bg01 | 08_CH | ZUESTA | building | Building | absolute_conditioned_floor_area_in_m2 | 201
2026-07-31 12:42:32 UTC | bg01_08_CH_ZUESTA | bg01 | 08_CH | ZUESTA | building | Building | heating_reference_temperature_in_celsius | -8
2026-07-31 12:42:32 UTC | bg01_08_CH_ZUESTA | bg01 | 08_CH | ZUESTA | building | Building | floor_u_value_in_watt_per_m2_per_kelvin | 0.38
2026-07-31 12:42:32 UTC | bg01_08_CH_ZUESTA | bg01 | 08_CH | ZUESTA | building | Building | floor_area_in_m2 | 84.2
2026-07-31 12:42:32 UTC | bg01_08_CH_ZUESTA | bg01 | 08_CH | ZUESTA | building | Building | facade_u_value_in_watt_per_m2_per_kelvin | 0.3
2026-07-31 12:42:32 UTC | bg01_08_CH_ZUESTA | bg01 | 08_CH | ZUESTA | building | Building | facade_area_in_m2 | 177.6
2026-07-31 12:42:32 UTC | bg01_08_CH_ZUESTA | bg01 | 08_CH | ZUESTA | building | Building | roof_u_value_in_watt_per_m2_per_kelvin | 0.26
2026-07-31 12:42:32 UTC | bg01_08_CH_ZUESTA | bg01 | 08_CH | ZUESTA | building | Building | roof_area_in_m2 | 96.76
2026-07-31 12:42:32 UTC | bg01_08_CH_ZUESTA | bg01 | 08_CH | ZUESTA | building | Building | window_u_value_in_watt_per_m2_per_kelvin | 1.5
2026-07-31 12:42:32 UTC | bg01_08_CH_ZUESTA | bg01 | 08_CH | ZUESTA | building | Building | window_area_in_m2 | 32.16
2026-07-31 12:42:32 UTC | bg01_08_CH_ZUESTA | bg01 | 08_CH | ZUESTA | building | Building | door_u_value_in_watt_per_m2_per_kelvin
2026-07-31 12:42:32 UTC | bg01_08_CH_ZUESTA | bg01 | 08_CH | ZUESTA | building | Building | door_area_in_m2
2026-07-31 12:42:32 UTC | bg01_08_CH_ZUESTA | bg01 | 08_CH | ZUESTA | building | Building | set_heating_temperature_in_celsius | 20.5
2026-07-31 12:42:32 UTC | bg01_08_CH_ZUESTA | bg01 | 08_CH | ZUESTA | building | Building | set_cooling_temperature_in_celsius | 99
2026-07-31 12:42:32 UTC | bg01_08_CH_ZUESTA | bg01 | 08_CH | ZUESTA | building | Building | natural_ventilation_m3_per_h_per_person | 29
2026-07-31 12:42:32 UTC | bg01_08_CH_ZUESTA | bg01 | 08_CH | ZUESTA | building | Building | sia_natural_ventilation_m3_per_h_per_m2 | 0.6
2026-07-31 12:42:32 UTC | bg01_08_CH_ZUESTA | bg01 | 08_CH | ZUESTA | building | Building | swiss_infiltration_rate_per_h | 0.15
2026-07-31 12:42:32 UTC | bg01_08_CH_ZUESTA | bg01 | 08_CH | ZUESTA | building | Building | heating_demand_mode | iso13790
2026-07-31 12:42:32 UTC | bg01_08_CH_ZUESTA | bg01 | 08_CH | ZUESTA | building | Building | operative_heating_proportional_band_in_celsius | 1
2026-07-31 12:42:32 UTC | bg01_08_CH_ZUESTA | bg01 | 08_CH | ZUESTA | building | Building | operative_heating_proportional_gain | 1
2026-07-31 12:42:32 UTC | bg01_08_CH_ZUESTA | bg01 | 08_CH | ZUESTA | building | Building | control_comfort_lower_bound_shift_in_celsius
2026-07-31 12:42:32 UTC | bg01_08_CH_ZUESTA | bg01 | 08_CH | ZUESTA | building | Building | comfort_aware_seasonal_heating_gate | true
2026-07-31 12:42:32 UTC | bg01_08_CH_ZUESTA | bg01 | 08_CH | ZUESTA | component | StrictComfortDemandController | building_name | BUI1
2026-07-31 12:42:32 UTC | bg01_08_CH_ZUESTA | bg01 | 08_CH | ZUESTA | component | StrictComfortDemandController | name | StrictComfortDemandController
2026-07-31 12:42:32 UTC | bg01_08_CH_ZUESTA | bg01 | 08_CH | ZUESTA | component | StrictComfortDemandController | temperature_air_heating_in_celsius | 20.5
2026-07-31 12:42:32 UTC | bg01_08_CH_ZUESTA | bg01 | 08_CH | ZUESTA | component | StrictComfortDemandController | temperature_air_cooling_in_celsius | 24
2026-07-31 12:42:32 UTC | bg01_08_CH_ZUESTA | bg01 | 08_CH | ZUESTA | component | StrictComfortDemandController | offset | 0.5
2026-07-31 12:42:32 UTC | bg01_08_CH_ZUESTA | bg01 | 08_CH | ZUESTA | component | StrictComfortDemandController | mode | 2
2026-07-31 12:42:32 UTC | bg01_08_CH_ZUESTA | bg01 | 08_CH | ZUESTA | component | StrictComfortDemandController | use_adaptive_comfort_band | true
2026-07-31 12:42:32 UTC | bg01_08_CH_ZUESTA | bg01 | 08_CH | ZUESTA | component | StrictComfortDemandController | control_strategy | strict_comfort_band_v1
2026-07-31 12:42:32 UTC | bg01_08_CH_ZUESTA | bg01 | 08_CH | ZUESTA | component | StrictComfortDemandController | comfort_band_inner_offset_in_celsius | 0.5
2026-07-31 12:42:32 UTC | bg01_08_CH_ZUESTA | bg01 | 08_CH | ZUESTA | component | StrictComfortDemandController | comfort_band_inner_offset_lower_in_celsius | 1
2026-07-31 12:42:32 UTC | bg01_08_CH_ZUESTA | bg01 | 08_CH | ZUESTA | component | StrictComfortDemandController | comfort_band_inner_offset_upper_in_celsius | 0.5
2026-07-31 12:42:32 UTC | bg01_08_CH_ZUESTA | bg01 | 08_CH | ZUESTA | component | StrictComfortDemandController | heating_disabled_above_running_mean_outdoor_temperature_in_celsius | 18
2026-07-31 12:42:32 UTC | bg01_08_CH_ZUESTA | bg01 | 08_CH | ZUESTA | component | StrictComfortDemandController | cooling_enabled_above_running_mean_outdoor_temperature_in_celsius | 99
2026-07-31 12:42:32 UTC | bg01_08_CH_ZUESTA | bg01 | 08_CH | ZUESTA | component | ComfortBandHeatingDemand | building_name | BUI1
2026-07-31 12:42:32 UTC | bg01_08_CH_ZUESTA | bg01 | 08_CH | ZUESTA | component | ComfortBandHeatingDemand | name | ComfortBandHeatingDemand
2026-07-31 12:42:32 UTC | bg01_08_CH_ZUESTA | bg01 | 08_CH | ZUESTA | component | ComfortBandHeatingDemand | max_heating_power_in_watt | 5754.87
2026-07-31 12:42:32 UTC | bg01_08_CH_ZUESTA | bg01 | 08_CH | ZUESTA | component | ComfortBandHeatingDemand | proportional_gain_in_watt_per_kelvin | 11509.7
2026-07-31 12:42:32 UTC | bg01_08_CH_ZUESTA | bg01 | 08_CH | ZUESTA | component | StrictComfortSetpointModifier | building_name | BUI1
2026-07-31 12:42:32 UTC | bg01_08_CH_ZUESTA | bg01 | 08_CH | ZUESTA | component | StrictComfortSetpointModifier | name | StrictComfortSetpointModifier
2026-07-31 12:42:32 UTC | bg01_08_CH_ZUESTA | bg01 | 08_CH | ZUESTA | component | StrictComfortSetpointModifier | base_heating_setpoint_in_celsius | 20.5
2026-07-31 12:42:32 UTC | bg01_08_CH_ZUESTA | bg01 | 08_CH | ZUESTA | component | StrictComfortSetpointModifier | recovery_gain | 5
2026-07-31 12:42:32 UTC | bg01_08_CH_ZUESTA | bg01 | 08_CH | ZUESTA | component | StrictComfortSetpointModifier | max_recovery_boost_in_celsius | 5
2026-07-31 12:42:32 UTC | bg01_08_CH_ZUESTA | bg01 | 08_CH | ZUESTA | component | StrictComfortSetpointModifier | clamp_min_modifier_in_celsius
2026-07-31 12:42:32 UTC | bg01_08_CH_ZUESTA | bg01 | 08_CH | ZUESTA | component | StrictComfortSetpointModifier | clamp_max_modifier_in_celsius | 15
2026-07-31 12:42:32 UTC | bg01_08_CH_ZUESTA | bg01 | 08_CH | ZUESTA | component | HeatDistributionController | building_name | BUI1
2026-07-31 12:42:32 UTC | bg01_08_CH_ZUESTA | bg01 | 08_CH | ZUESTA | component | HeatDistributionController | name | HeatDistributionController
2026-07-31 12:42:32 UTC | bg01_08_CH_ZUESTA | bg01 | 08_CH | ZUESTA | component | HeatDistributionController | heating_system | HeatDistributionSystemType.FLOORHEATING
2026-07-31 12:42:32 UTC | bg01_08_CH_ZUESTA | bg01 | 08_CH | ZUESTA | component | HeatDistributionController | set_heating_threshold_outside_temperature_in_celsius | 16
2026-07-31 12:42:32 UTC | bg01_08_CH_ZUESTA | bg01 | 08_CH | ZUESTA | component | HeatDistributionController | heating_reference_temperature_in_celsius | -8
2026-07-31 12:42:32 UTC | bg01_08_CH_ZUESTA | bg01 | 08_CH | ZUESTA | component | HeatDistributionController | set_heating_temperature_for_building_in_celsius | 20.5
2026-07-31 12:42:32 UTC | bg01_08_CH_ZUESTA | bg01 | 08_CH | ZUESTA | component | HeatDistributionController | set_cooling_temperature_for_building_in_celsius | 99
2026-07-31 12:42:32 UTC | bg01_08_CH_ZUESTA | bg01 | 08_CH | ZUESTA | component | HeatDistributionController | heating_load_of_building_in_watt | 5754.87
2026-07-31 12:42:32 UTC | bg01_08_CH_ZUESTA | bg01 | 08_CH | ZUESTA | heat_distribution | HeatDistributionSystem | absolute_conditioned_floor_area_in_m2 | 201
2026-07-31 12:42:32 UTC | bg01_08_CH_ZUESTA | bg01 | 08_CH | ZUESTA | thermal_storage | SimpleHotWaterStorage | volume_heating_water_storage_in_liter | 287.7
2026-07-31 12:42:32 UTC | bg01_08_CH_ZUESTA | bg01 | 08_CH | ZUESTA | component | BufferRemainingCapacity60C | building_name | BUI1
2026-07-31 12:42:32 UTC | bg01_08_CH_ZUESTA | bg01 | 08_CH | ZUESTA | component | BufferRemainingCapacity60C | name | BufferRemainingCapacity60C
2026-07-31 12:42:32 UTC | bg01_08_CH_ZUESTA | bg01 | 08_CH | ZUESTA | component | BufferRemainingCapacity60C | volume_heating_water_storage_in_liter | 287.7
2026-07-31 12:42:32 UTC | bg01_08_CH_ZUESTA | bg01 | 08_CH | ZUESTA | component | BufferRemainingCapacity60C | max_temperature_in_celsius | 6
2026-07-31 12:42:32 UTC | bg01_08_CH_ZUESTA | bg01 | 08_CH | ZUESTA | component | BufferRemainingCapacity60C | water_density_kg_per_liter | 0.992
2026-07-31 12:42:32 UTC | bg01_08_CH_ZUESTA | bg01 | 08_CH | ZUESTA | component | BufferRemainingCapacity60C | water_specific_heat_capacity_j_per_kg_per_k | 4180
2026-07-31 12:42:32 UTC | bg01_08_CH_ZUESTA | bg01 | 08_CH | ZUESTA | component | GasBoilerController | building_name | BUI1
2026-07-31 12:42:32 UTC | bg01_08_CH_ZUESTA | bg01 | 08_CH | ZUESTA | component | GasBoilerController | name | GasBoilerController
2026-07-31 12:42:32 UTC | bg01_08_CH_ZUESTA | bg01 | 08_CH | ZUESTA | component | GasBoilerController | is_modulating | true
2026-07-31 12:42:32 UTC | bg01_08_CH_ZUESTA | bg01 | 08_CH | ZUESTA | component | GasBoilerController | set_heating_threshold_outside_temperature_in_celsius | 16
2026-07-31 12:42:32 UTC | bg01_08_CH_ZUESTA | bg01 | 08_CH | ZUESTA | component | GasBoilerController | minimal_thermal_power_in_watt | 0
2026-07-31 12:42:32 UTC | bg01_08_CH_ZUESTA | bg01 | 08_CH | ZUESTA | component | GasBoilerController | maximal_thermal_power_in_watt | 4100
2026-07-31 12:42:32 UTC | bg01_08_CH_ZUESTA | bg01 | 08_CH | ZUESTA | component | GasBoilerController | set_temperature_difference_for_full_power | 5
2026-07-31 12:42:32 UTC | bg01_08_CH_ZUESTA | bg01 | 08_CH | ZUESTA | component | GasBoilerController | minimum_runtime_in_seconds | 1800
2026-07-31 12:42:32 UTC | bg01_08_CH_ZUESTA | bg01 | 08_CH | ZUESTA | component | GasBoilerController | minimum_resting_time_in_seconds | 1800
2026-07-31 12:42:32 UTC | bg01_08_CH_ZUESTA | bg01 | 08_CH | ZUESTA | component | GasBoilerController | with_domestic_hot_water_preparation | true
2026-07-31 12:42:32 UTC | bg01_08_CH_ZUESTA | bg01 | 08_CH | ZUESTA | component | GasBoilerController | secondary_mode | false
2026-07-31 12:42:32 UTC | bg01_08_CH_ZUESTA | bg01 | 08_CH | ZUESTA | component | GasBoilerController | hysteresis_water_temperature_offset | 10
2026-07-31 12:42:32 UTC | bg01_08_CH_ZUESTA | bg01 | 08_CH | ZUESTA | component | GasBoilerController | seasonal_modulation_minimum_enabled | false
2026-07-31 12:42:32 UTC | bg01_08_CH_ZUESTA | bg01 | 08_CH | ZUESTA | component | GasBoilerController | winter_modulation_minimum_thermal_power_in_watt
2026-07-31 12:42:32 UTC | bg01_08_CH_ZUESTA | bg01 | 08_CH | ZUESTA | component | GasBoilerController | summer_modulation_minimum_thermal_power_in_watt
2026-07-31 12:42:32 UTC | bg01_08_CH_ZUESTA | bg01 | 08_CH | ZUESTA | component | GasBoilerController | summer_modulation_daily_avg_outdoor_temperature_threshold_celsius | 16
2026-07-31 12:42:32 UTC | bg01_08_CH_ZUESTA | bg01 | 08_CH | ZUESTA | heat_generator | GasBoiler | minimal_thermal_power_in_watt | 0
2026-07-31 12:42:32 UTC | bg01_08_CH_ZUESTA | bg01 | 08_CH | ZUESTA | heat_generator | GasBoiler | maximal_thermal_power_in_watt | 4100
2026-07-31 12:42:32 UTC | bg01_08_CH_ZUESTA | bg01 | 08_CH | ZUESTA | heat_generator | GasBoiler | eff_th_min | 0.6
2026-07-31 12:42:32 UTC | bg01_08_CH_ZUESTA | bg01 | 08_CH | ZUESTA | heat_generator | GasBoiler | eff_th_max | 0.9
2026-07-31 12:42:32 UTC | bg01_08_CH_ZUESTA | bg01 | 08_CH | ZUESTA | heat_generator | GasBoiler | boiler_type | BoilerType.CONDENSING
2026-07-31 12:42:32 UTC | bg01_08_CH_ZUESTA | bg01 | 08_CH | ZUESTA | heat_generator | GasBoiler | energy_carrier | LoadTypes.GAS
2026-07-31 12:42:32 UTC | bg01_08_CH_ZUESTA | bg01 | 08_CH | ZUESTA | component | GasMeter | building_name | BUI1
2026-07-31 12:42:32 UTC | bg01_08_CH_ZUESTA | bg01 | 08_CH | ZUESTA | component | GasMeter | name | GasMeter
2026-07-31 12:42:32 UTC | bg01_08_CH_ZUESTA | bg01 | 08_CH | ZUESTA | component | GasMeter | total_energy_from_grid_in_kwh
2026-07-31 12:42:32 UTC | bg01_08_CH_ZUESTA | bg01 | 08_CH | ZUESTA | component | GasMeter | gas_loadtype | LoadTypes.GAS
2026-07-31 12:42:32 UTC | bg01_08_CH_ZUESTA | bg01 | 08_CH | ZUESTA | component | HeatGeneratorTotalThermalPower | building_name | BUI1
2026-07-31 12:42:32 UTC | bg01_08_CH_ZUESTA | bg01 | 08_CH | ZUESTA | component | HeatGeneratorTotalThermalPower | name | HeatGeneratorTotalThermalPower
2026-07-31 12:42:32 UTC | bg01_08_CH_ZUESTA | bg01 | 08_CH | ZUESTA | component | HeatGeneratorTotalThermalPower | loadtype | LoadTypes.ANY
2026-07-31 12:42:32 UTC | bg01_08_CH_ZUESTA | bg01 | 08_CH | ZUESTA | component | HeatGeneratorTotalThermalPower | unit | Units.WATT
2026-07-31 12:42:32 UTC | bg01_08_CH_ZUESTA | bg01 | 08_CH | ZUESTA | component | HeatGeneratorPlantDhwThermalPower | building_name | BUI1
2026-07-31 12:42:32 UTC | bg01_08_CH_ZUESTA | bg01 | 08_CH | ZUESTA | component | HeatGeneratorPlantDhwThermalPower | name | HeatGeneratorPlantDhwThermalPower
2026-07-31 12:42:32 UTC | bg01_08_CH_ZUESTA | bg01 | 08_CH | ZUESTA | component | HeatGeneratorPlantDhwThermalPower | loadtype | LoadTypes.ANY
2026-07-31 12:42:32 UTC | bg01_08_CH_ZUESTA | bg01 | 08_CH | ZUESTA | component | HeatGeneratorPlantDhwThermalPower | unit | Units.WATT
2026-07-31 12:42:32 UTC | bg01_08_CH_ZUESTA | bg01 | 08_CH | ZUESTA | component | SolarDhwThermalPower | building_name | BUI1
2026-07-31 12:42:32 UTC | bg01_08_CH_ZUESTA | bg01 | 08_CH | ZUESTA | component | SolarDhwThermalPower | name | SolarDhwThermalPower
2026-07-31 12:42:32 UTC | bg01_08_CH_ZUESTA | bg01 | 08_CH | ZUESTA | component | SolarDhwThermalPower | value_watt
2026-07-31 12:42:32 UTC | bg01_08_CH_ZUESTA | bg01 | 08_CH | ZUESTA | component | SolarDhwThermalPower | loadtype | LoadTypes.ANY
2026-07-31 12:42:32 UTC | bg01_08_CH_ZUESTA | bg01 | 08_CH | ZUESTA | component | SolarDhwThermalPower | unit | Units.WATT
2026-07-31 12:42:32 UTC | bg01_08_CH_ZUESTA | bg01 | 08_CH | ZUESTA | component | FlexibilityPotential | building_name | BUI1
2026-07-31 12:42:32 UTC | bg01_08_CH_ZUESTA | bg01 | 08_CH | ZUESTA | component | FlexibilityPotential | name | FlexibilityPotential
2026-07-31 12:42:32 UTC | bg01_08_CH_ZUESTA | bg01 | 08_CH | ZUESTA | component | FlexibilityPotential | fallback_heating_cop | 1
2026-07-31 12:42:32 UTC | bg01_08_CH_ZUESTA | bg01 | 08_CH | ZUESTA | component | FlexibilityPotential | fallback_cooling_eer
2026-07-31 12:42:32 UTC | bg01_09_CH_ZUESTA | bg01 | 09_CH | ZUESTA | simulation | SimulationParameters | year | 2050
2026-07-31 12:42:32 UTC | bg01_09_CH_ZUESTA | bg01 | 09_CH | ZUESTA | simulation | SimulationParameters | seconds_per_timestep | 9 | s
2026-07-31 12:42:32 UTC | bg01_09_CH_ZUESTA | bg01 | 09_CH | ZUESTA | simulation | SimulationParameters | country | CH
2026-07-31 12:42:32 UTC | bg01_09_CH_ZUESTA | bg01 | 09_CH | ZUESTA | cli | cli_overrides | ARCH | 09_CH
2026-07-31 12:42:32 UTC | bg01_09_CH_ZUESTA | bg01 | 09_CH | ZUESTA | cli | cli_overrides | WEATHER | ZUESTA
2026-07-31 12:42:32 UTC | bg01_09_CH_ZUESTA | bg01 | 09_CH | ZUESTA | cli | cli_overrides | TIME_HORIZON | future
2026-07-31 12:42:32 UTC | bg01_09_CH_ZUESTA | bg01 | 09_CH | ZUESTA | cli | cli_overrides | SCENARIO | none
2026-07-31 12:42:32 UTC | bg01_09_CH_ZUESTA | bg01 | 09_CH | ZUESTA | cli | cli_overrides | OCC | SIA2024
2026-07-31 12:42:32 UTC | bg01_09_CH_ZUESTA | bg01 | 09_CH | ZUESTA | cli | cli_overrides | HEATGEN_SIZING | IDEAL_LOOKUP
2026-07-31 12:42:32 UTC | bg01_09_CH_ZUESTA | bg01 | 09_CH | ZUESTA | cli | cli_overrides | HP_SHARE_OF_IDEAL | 0.8
2026-07-31 12:42:32 UTC | bg01_09_CH_ZUESTA | bg01 | 09_CH | ZUESTA | internal_loads | SIA2024Occupancy | conditioned_floor_area_in_m2 | 206
2026-07-31 12:42:32 UTC | bg01_09_CH_ZUESTA | bg01 | 09_CH | ZUESTA | internal_loads | SIA2024Occupancy | appliances_load_w_per_m2 | 1
2026-07-31 12:42:32 UTC | bg01_09_CH_ZUESTA | bg01 | 09_CH | ZUESTA | internal_loads | SIA2024Occupancy | lighting_load_w_per_m2 | 3
2026-07-31 12:42:32 UTC | bg01_09_CH_ZUESTA | bg01 | 09_CH | ZUESTA | internal_loads | SIA2024Occupancy | lighting_annual_full_load_hours | 846
2026-07-31 12:42:32 UTC | bg01_09_CH_ZUESTA | bg01 | 09_CH | ZUESTA | internal_loads | SIA2024Occupancy | appliances_yearly_utilization_per_month | 0.7995
2026-07-31 12:42:32 UTC | bg01_09_CH_ZUESTA | bg01 | 09_CH | ZUESTA | weather | Weather | source_path | C:\Users\het\HiSim\hisim\inputs\weather\custom_csv\Zurich\NABZUE_2060_RCP85_DRY.csv
2026-07-31 12:42:32 UTC | bg01_09_CH_ZUESTA | bg01 | 09_CH | ZUESTA | weather | Weather | location | Zurich
2026-07-31 12:42:32 UTC | bg01_09_CH_ZUESTA | bg01 | 09_CH | ZUESTA | weather | Weather | name | Weather
2026-07-31 12:42:32 UTC | bg01_09_CH_ZUESTA | bg01 | 09_CH | ZUESTA | component | ElectricityMeter | building_name | BUI1
2026-07-31 12:42:32 UTC | bg01_09_CH_ZUESTA | bg01 | 09_CH | ZUESTA | component | ElectricityMeter | name | ElectricityMeter
2026-07-31 12:42:32 UTC | bg01_09_CH_ZUESTA | bg01 | 09_CH | ZUESTA | building | Building | building_name | 2011_2019
2026-07-31 12:42:32 UTC | bg01_09_CH_ZUESTA | bg01 | 09_CH | ZUESTA | building | Building | building_code | AT.N.SFH.08.Gen.ReEx.001.002
2026-07-31 12:42:32 UTC | bg01_09_CH_ZUESTA | bg01 | 09_CH | ZUESTA | building | Building | building_heat_capacity_class | heavy
2026-07-31 12:42:32 UTC | bg01_09_CH_ZUESTA | bg01 | 09_CH | ZUESTA | building | Building | absolute_conditioned_floor_area_in_m2 | 206
2026-07-31 12:42:32 UTC | bg01_09_CH_ZUESTA | bg01 | 09_CH | ZUESTA | building | Building | heating_reference_temperature_in_celsius | -8
2026-07-31 12:42:32 UTC | bg01_09_CH_ZUESTA | bg01 | 09_CH | ZUESTA | building | Building | floor_u_value_in_watt_per_m2_per_kelvin | 0.21
2026-07-31 12:42:32 UTC | bg01_09_CH_ZUESTA | bg01 | 09_CH | ZUESTA | building | Building | floor_area_in_m2 | 93.9
2026-07-31 12:42:32 UTC | bg01_09_CH_ZUESTA | bg01 | 09_CH | ZUESTA | building | Building | facade_u_value_in_watt_per_m2_per_kelvin | 0.17
2026-07-31 12:42:32 UTC | bg01_09_CH_ZUESTA | bg01 | 09_CH | ZUESTA | building | Building | facade_area_in_m2 | 180.6
2026-07-31 12:42:32 UTC | bg01_09_CH_ZUESTA | bg01 | 09_CH | ZUESTA | building | Building | roof_u_value_in_watt_per_m2_per_kelvin | 0.17
2026-07-31 12:42:32 UTC | bg01_09_CH_ZUESTA | bg01 | 09_CH | ZUESTA | building | Building | roof_area_in_m2 | 100.3
2026-07-31 12:42:32 UTC | bg01_09_CH_ZUESTA | bg01 | 09_CH | ZUESTA | building | Building | window_u_value_in_watt_per_m2_per_kelvin | 1
2026-07-31 12:42:32 UTC | bg01_09_CH_ZUESTA | bg01 | 09_CH | ZUESTA | building | Building | window_area_in_m2 | 37.3
2026-07-31 12:42:32 UTC | bg01_09_CH_ZUESTA | bg01 | 09_CH | ZUESTA | building | Building | door_u_value_in_watt_per_m2_per_kelvin
2026-07-31 12:42:32 UTC | bg01_09_CH_ZUESTA | bg01 | 09_CH | ZUESTA | building | Building | door_area_in_m2
2026-07-31 12:42:32 UTC | bg01_09_CH_ZUESTA | bg01 | 09_CH | ZUESTA | building | Building | set_heating_temperature_in_celsius | 20.5
2026-07-31 12:42:32 UTC | bg01_09_CH_ZUESTA | bg01 | 09_CH | ZUESTA | building | Building | set_cooling_temperature_in_celsius | 99
2026-07-31 12:42:32 UTC | bg01_09_CH_ZUESTA | bg01 | 09_CH | ZUESTA | building | Building | natural_ventilation_m3_per_h_per_person | 29
2026-07-31 12:42:32 UTC | bg01_09_CH_ZUESTA | bg01 | 09_CH | ZUESTA | building | Building | sia_natural_ventilation_m3_per_h_per_m2 | 0.6
2026-07-31 12:42:32 UTC | bg01_09_CH_ZUESTA | bg01 | 09_CH | ZUESTA | building | Building | swiss_infiltration_rate_per_h | 0.15
2026-07-31 12:42:32 UTC | bg01_09_CH_ZUESTA | bg01 | 09_CH | ZUESTA | building | Building | heating_demand_mode | iso13790
2026-07-31 12:42:32 UTC | bg01_09_CH_ZUESTA | bg01 | 09_CH | ZUESTA | building | Building | operative_heating_proportional_band_in_celsius | 1
2026-07-31 12:42:32 UTC | bg01_09_CH_ZUESTA | bg01 | 09_CH | ZUESTA | building | Building | operative_heating_proportional_gain | 1
2026-07-31 12:42:32 UTC | bg01_09_CH_ZUESTA | bg01 | 09_CH | ZUESTA | building | Building | control_comfort_lower_bound_shift_in_celsius
2026-07-31 12:42:32 UTC | bg01_09_CH_ZUESTA | bg01 | 09_CH | ZUESTA | building | Building | comfort_aware_seasonal_heating_gate | true
2026-07-31 12:42:32 UTC | bg01_09_CH_ZUESTA | bg01 | 09_CH | ZUESTA | component | StrictComfortDemandController | building_name | BUI1
2026-07-31 12:42:32 UTC | bg01_09_CH_ZUESTA | bg01 | 09_CH | ZUESTA | component | StrictComfortDemandController | name | StrictComfortDemandController
2026-07-31 12:42:32 UTC | bg01_09_CH_ZUESTA | bg01 | 09_CH | ZUESTA | component | StrictComfortDemandController | temperature_air_heating_in_celsius | 20.5
2026-07-31 12:42:32 UTC | bg01_09_CH_ZUESTA | bg01 | 09_CH | ZUESTA | component | StrictComfortDemandController | temperature_air_cooling_in_celsius | 24
2026-07-31 12:42:32 UTC | bg01_09_CH_ZUESTA | bg01 | 09_CH | ZUESTA | component | StrictComfortDemandController | offset | 0.5
2026-07-31 12:42:32 UTC | bg01_09_CH_ZUESTA | bg01 | 09_CH | ZUESTA | component | StrictComfortDemandController | mode | 2
2026-07-31 12:42:32 UTC | bg01_09_CH_ZUESTA | bg01 | 09_CH | ZUESTA | component | StrictComfortDemandController | use_adaptive_comfort_band | true
2026-07-31 12:42:32 UTC | bg01_09_CH_ZUESTA | bg01 | 09_CH | ZUESTA | component | StrictComfortDemandController | control_strategy | strict_comfort_band_v1
2026-07-31 12:42:32 UTC | bg01_09_CH_ZUESTA | bg01 | 09_CH | ZUESTA | component | StrictComfortDemandController | comfort_band_inner_offset_in_celsius | 0.5
2026-07-31 12:42:32 UTC | bg01_09_CH_ZUESTA | bg01 | 09_CH | ZUESTA | component | StrictComfortDemandController | comfort_band_inner_offset_lower_in_celsius | 1
2026-07-31 12:42:32 UTC | bg01_09_CH_ZUESTA | bg01 | 09_CH | ZUESTA | component | StrictComfortDemandController | comfort_band_inner_offset_upper_in_celsius | 0.5
2026-07-31 12:42:32 UTC | bg01_09_CH_ZUESTA | bg01 | 09_CH | ZUESTA | component | StrictComfortDemandController | heating_disabled_above_running_mean_outdoor_temperature_in_celsius | 18
2026-07-31 12:42:32 UTC | bg01_09_CH_ZUESTA | bg01 | 09_CH | ZUESTA | component | StrictComfortDemandController | cooling_enabled_above_running_mean_outdoor_temperature_in_celsius | 99
2026-07-31 12:42:32 UTC | bg01_09_CH_ZUESTA | bg01 | 09_CH | ZUESTA | component | ComfortBandHeatingDemand | building_name | BUI1
2026-07-31 12:42:32 UTC | bg01_09_CH_ZUESTA | bg01 | 09_CH | ZUESTA | component | ComfortBandHeatingDemand | name | ComfortBandHeatingDemand
2026-07-31 12:42:32 UTC | bg01_09_CH_ZUESTA | bg01 | 09_CH | ZUESTA | component | ComfortBandHeatingDemand | max_heating_power_in_watt | 4948.09
2026-07-31 12:42:32 UTC | bg01_09_CH_ZUESTA | bg01 | 09_CH | ZUESTA | component | ComfortBandHeatingDemand | proportional_gain_in_watt_per_kelvin | 9896.18
2026-07-31 12:42:32 UTC | bg01_09_CH_ZUESTA | bg01 | 09_CH | ZUESTA | component | StrictComfortSetpointModifier | building_name | BUI1
2026-07-31 12:42:32 UTC | bg01_09_CH_ZUESTA | bg01 | 09_CH | ZUESTA | component | StrictComfortSetpointModifier | name | StrictComfortSetpointModifier
2026-07-31 12:42:32 UTC | bg01_09_CH_ZUESTA | bg01 | 09_CH | ZUESTA | component | StrictComfortSetpointModifier | base_heating_setpoint_in_celsius | 20.5
2026-07-31 12:42:32 UTC | bg01_09_CH_ZUESTA | bg01 | 09_CH | ZUESTA | component | StrictComfortSetpointModifier | recovery_gain | 5
2026-07-31 12:42:32 UTC | bg01_09_CH_ZUESTA | bg01 | 09_CH | ZUESTA | component | StrictComfortSetpointModifier | max_recovery_boost_in_celsius | 5
2026-07-31 12:42:32 UTC | bg01_09_CH_ZUESTA | bg01 | 09_CH | ZUESTA | component | StrictComfortSetpointModifier | clamp_min_modifier_in_celsius
2026-07-31 12:42:32 UTC | bg01_09_CH_ZUESTA | bg01 | 09_CH | ZUESTA | component | StrictComfortSetpointModifier | clamp_max_modifier_in_celsius | 15
2026-07-31 12:42:32 UTC | bg01_09_CH_ZUESTA | bg01 | 09_CH | ZUESTA | component | HeatDistributionController | building_name | BUI1
2026-07-31 12:42:32 UTC | bg01_09_CH_ZUESTA | bg01 | 09_CH | ZUESTA | component | HeatDistributionController | name | HeatDistributionController
2026-07-31 12:42:32 UTC | bg01_09_CH_ZUESTA | bg01 | 09_CH | ZUESTA | component | HeatDistributionController | heating_system | HeatDistributionSystemType.FLOORHEATING
2026-07-31 12:42:32 UTC | bg01_09_CH_ZUESTA | bg01 | 09_CH | ZUESTA | component | HeatDistributionController | set_heating_threshold_outside_temperature_in_celsius | 16
2026-07-31 12:42:32 UTC | bg01_09_CH_ZUESTA | bg01 | 09_CH | ZUESTA | component | HeatDistributionController | heating_reference_temperature_in_celsius | -8
2026-07-31 12:42:32 UTC | bg01_09_CH_ZUESTA | bg01 | 09_CH | ZUESTA | component | HeatDistributionController | set_heating_temperature_for_building_in_celsius | 20.5
2026-07-31 12:42:32 UTC | bg01_09_CH_ZUESTA | bg01 | 09_CH | ZUESTA | component | HeatDistributionController | set_cooling_temperature_for_building_in_celsius | 99
2026-07-31 12:42:32 UTC | bg01_09_CH_ZUESTA | bg01 | 09_CH | ZUESTA | component | HeatDistributionController | heating_load_of_building_in_watt | 4948.09
2026-07-31 12:42:32 UTC | bg01_09_CH_ZUESTA | bg01 | 09_CH | ZUESTA | heat_distribution | HeatDistributionSystem | absolute_conditioned_floor_area_in_m2 | 206
2026-07-31 12:42:32 UTC | bg01_09_CH_ZUESTA | bg01 | 09_CH | ZUESTA | thermal_storage | SimpleHotWaterStorage | volume_heating_water_storage_in_liter | 247.4
2026-07-31 12:42:32 UTC | bg01_09_CH_ZUESTA | bg01 | 09_CH | ZUESTA | component | BufferRemainingCapacity60C | building_name | BUI1
2026-07-31 12:42:32 UTC | bg01_09_CH_ZUESTA | bg01 | 09_CH | ZUESTA | component | BufferRemainingCapacity60C | name | BufferRemainingCapacity60C
2026-07-31 12:42:32 UTC | bg01_09_CH_ZUESTA | bg01 | 09_CH | ZUESTA | component | BufferRemainingCapacity60C | volume_heating_water_storage_in_liter | 247.4
2026-07-31 12:42:32 UTC | bg01_09_CH_ZUESTA | bg01 | 09_CH | ZUESTA | component | BufferRemainingCapacity60C | max_temperature_in_celsius | 6
2026-07-31 12:42:32 UTC | bg01_09_CH_ZUESTA | bg01 | 09_CH | ZUESTA | component | BufferRemainingCapacity60C | water_density_kg_per_liter | 0.992
2026-07-31 12:42:32 UTC | bg01_09_CH_ZUESTA | bg01 | 09_CH | ZUESTA | component | BufferRemainingCapacity60C | water_specific_heat_capacity_j_per_kg_per_k | 4180
2026-07-31 12:42:32 UTC | bg01_09_CH_ZUESTA | bg01 | 09_CH | ZUESTA | component | GasBoilerController | building_name | BUI1
2026-07-31 12:42:32 UTC | bg01_09_CH_ZUESTA | bg01 | 09_CH | ZUESTA | component | GasBoilerController | name | GasBoilerController
2026-07-31 12:42:32 UTC | bg01_09_CH_ZUESTA | bg01 | 09_CH | ZUESTA | component | GasBoilerController | is_modulating | true
2026-07-31 12:42:32 UTC | bg01_09_CH_ZUESTA | bg01 | 09_CH | ZUESTA | component | GasBoilerController | set_heating_threshold_outside_temperature_in_celsius | 16
2026-07-31 12:42:32 UTC | bg01_09_CH_ZUESTA | bg01 | 09_CH | ZUESTA | component | GasBoilerController | minimal_thermal_power_in_watt | 0
2026-07-31 12:42:32 UTC | bg01_09_CH_ZUESTA | bg01 | 09_CH | ZUESTA | component | GasBoilerController | maximal_thermal_power_in_watt | 2630
2026-07-31 12:42:32 UTC | bg01_09_CH_ZUESTA | bg01 | 09_CH | ZUESTA | component | GasBoilerController | set_temperature_difference_for_full_power | 5
2026-07-31 12:42:32 UTC | bg01_09_CH_ZUESTA | bg01 | 09_CH | ZUESTA | component | GasBoilerController | minimum_runtime_in_seconds | 1800
2026-07-31 12:42:32 UTC | bg01_09_CH_ZUESTA | bg01 | 09_CH | ZUESTA | component | GasBoilerController | minimum_resting_time_in_seconds | 1800
2026-07-31 12:42:32 UTC | bg01_09_CH_ZUESTA | bg01 | 09_CH | ZUESTA | component | GasBoilerController | with_domestic_hot_water_preparation | true
2026-07-31 12:42:32 UTC | bg01_09_CH_ZUESTA | bg01 | 09_CH | ZUESTA | component | GasBoilerController | secondary_mode | false
2026-07-31 12:42:32 UTC | bg01_09_CH_ZUESTA | bg01 | 09_CH | ZUESTA | component | GasBoilerController | hysteresis_water_temperature_offset | 10
2026-07-31 12:42:32 UTC | bg01_09_CH_ZUESTA | bg01 | 09_CH | ZUESTA | component | GasBoilerController | seasonal_modulation_minimum_enabled | false
2026-07-31 12:42:32 UTC | bg01_09_CH_ZUESTA | bg01 | 09_CH | ZUESTA | component | GasBoilerController | winter_modulation_minimum_thermal_power_in_watt
2026-07-31 12:42:32 UTC | bg01_09_CH_ZUESTA | bg01 | 09_CH | ZUESTA | component | GasBoilerController | summer_modulation_minimum_thermal_power_in_watt
2026-07-31 12:42:32 UTC | bg01_09_CH_ZUESTA | bg01 | 09_CH | ZUESTA | component | GasBoilerController | summer_modulation_daily_avg_outdoor_temperature_threshold_celsius | 16
2026-07-31 12:42:32 UTC | bg01_09_CH_ZUESTA | bg01 | 09_CH | ZUESTA | heat_generator | GasBoiler | minimal_thermal_power_in_watt | 0
2026-07-31 12:42:32 UTC | bg01_09_CH_ZUESTA | bg01 | 09_CH | ZUESTA | heat_generator | GasBoiler | maximal_thermal_power_in_watt | 2630
2026-07-31 12:42:32 UTC | bg01_09_CH_ZUESTA | bg01 | 09_CH | ZUESTA | heat_generator | GasBoiler | eff_th_min | 0.6
2026-07-31 12:42:32 UTC | bg01_09_CH_ZUESTA | bg01 | 09_CH | ZUESTA | heat_generator | GasBoiler | eff_th_max | 0.9
2026-07-31 12:42:32 UTC | bg01_09_CH_ZUESTA | bg01 | 09_CH | ZUESTA | heat_generator | GasBoiler | boiler_type | BoilerType.CONDENSING
2026-07-31 12:42:32 UTC | bg01_09_CH_ZUESTA | bg01 | 09_CH | ZUESTA | heat_generator | GasBoiler | energy_carrier | LoadTypes.GAS
2026-07-31 12:42:32 UTC | bg01_09_CH_ZUESTA | bg01 | 09_CH | ZUESTA | component | GasMeter | building_name | BUI1
2026-07-31 12:42:32 UTC | bg01_09_CH_ZUESTA | bg01 | 09_CH | ZUESTA | component | GasMeter | name | GasMeter
2026-07-31 12:42:32 UTC | bg01_09_CH_ZUESTA | bg01 | 09_CH | ZUESTA | component | GasMeter | total_energy_from_grid_in_kwh
2026-07-31 12:42:32 UTC | bg01_09_CH_ZUESTA | bg01 | 09_CH | ZUESTA | component | GasMeter | gas_loadtype | LoadTypes.GAS
2026-07-31 12:42:32 UTC | bg01_09_CH_ZUESTA | bg01 | 09_CH | ZUESTA | component | HeatGeneratorTotalThermalPower | building_name | BUI1
2026-07-31 12:42:32 UTC | bg01_09_CH_ZUESTA | bg01 | 09_CH | ZUESTA | component | HeatGeneratorTotalThermalPower | name | HeatGeneratorTotalThermalPower
2026-07-31 12:42:32 UTC | bg01_09_CH_ZUESTA | bg01 | 09_CH | ZUESTA | component | HeatGeneratorTotalThermalPower | loadtype | LoadTypes.ANY
2026-07-31 12:42:32 UTC | bg01_09_CH_ZUESTA | bg01 | 09_CH | ZUESTA | component | HeatGeneratorTotalThermalPower | unit | Units.WATT
2026-07-31 12:42:32 UTC | bg01_09_CH_ZUESTA | bg01 | 09_CH | ZUESTA | component | HeatGeneratorPlantDhwThermalPower | building_name | BUI1
2026-07-31 12:42:32 UTC | bg01_09_CH_ZUESTA | bg01 | 09_CH | ZUESTA | component | HeatGeneratorPlantDhwThermalPower | name | HeatGeneratorPlantDhwThermalPower
2026-07-31 12:42:32 UTC | bg01_09_CH_ZUESTA | bg01 | 09_CH | ZUESTA | component | HeatGeneratorPlantDhwThermalPower | loadtype | LoadTypes.ANY
2026-07-31 12:42:32 UTC | bg01_09_CH_ZUESTA | bg01 | 09_CH | ZUESTA | component | HeatGeneratorPlantDhwThermalPower | unit | Units.WATT
2026-07-31 12:42:32 UTC | bg01_09_CH_ZUESTA | bg01 | 09_CH | ZUESTA | component | SolarDhwThermalPower | building_name | BUI1
2026-07-31 12:42:32 UTC | bg01_09_CH_ZUESTA | bg01 | 09_CH | ZUESTA | component | SolarDhwThermalPower | name | SolarDhwThermalPower
2026-07-31 12:42:32 UTC | bg01_09_CH_ZUESTA | bg01 | 09_CH | ZUESTA | component | SolarDhwThermalPower | value_watt
2026-07-31 12:42:32 UTC | bg01_09_CH_ZUESTA | bg01 | 09_CH | ZUESTA | component | SolarDhwThermalPower | loadtype | LoadTypes.ANY
2026-07-31 12:42:32 UTC | bg01_09_CH_ZUESTA | bg01 | 09_CH | ZUESTA | component | SolarDhwThermalPower | unit | Units.WATT
2026-07-31 12:42:32 UTC | bg01_09_CH_ZUESTA | bg01 | 09_CH | ZUESTA | component | FlexibilityPotential | building_name | BUI1
2026-07-31 12:42:32 UTC | bg01_09_CH_ZUESTA | bg01 | 09_CH | ZUESTA | component | FlexibilityPotential | name | FlexibilityPotential
2026-07-31 12:42:32 UTC | bg01_09_CH_ZUESTA | bg01 | 09_CH | ZUESTA | component | FlexibilityPotential | fallback_heating_cop | 1
2026-07-31 12:42:32 UTC | bg01_09_CH_ZUESTA | bg01 | 09_CH | ZUESTA | component | FlexibilityPotential | fallback_cooling_eer
2026-07-31 12:42:32 UTC | bp01_01_CH_ZUESTA | bp01 | 01_CH | ZUESTA | simulation | SimulationParameters | year | 2050
2026-07-31 12:42:32 UTC | bp01_01_CH_ZUESTA | bp01 | 01_CH | ZUESTA | simulation | SimulationParameters | seconds_per_timestep | 9 | s
2026-07-31 12:42:32 UTC | bp01_01_CH_ZUESTA | bp01 | 01_CH | ZUESTA | simulation | SimulationParameters | country | CH
2026-07-31 12:42:32 UTC | bp01_01_CH_ZUESTA | bp01 | 01_CH | ZUESTA | cli | cli_overrides | ARCH | 01_CH
2026-07-31 12:42:32 UTC | bp01_01_CH_ZUESTA | bp01 | 01_CH | ZUESTA | cli | cli_overrides | WEATHER | ZUESTA
2026-07-31 12:42:32 UTC | bp01_01_CH_ZUESTA | bp01 | 01_CH | ZUESTA | cli | cli_overrides | TIME_HORIZON | future
2026-07-31 12:42:32 UTC | bp01_01_CH_ZUESTA | bp01 | 01_CH | ZUESTA | cli | cli_overrides | SCENARIO | none
2026-07-31 12:42:32 UTC | bp01_01_CH_ZUESTA | bp01 | 01_CH | ZUESTA | cli | cli_overrides | OCC | SIA2024
2026-07-31 12:42:32 UTC | bp01_01_CH_ZUESTA | bp01 | 01_CH | ZUESTA | cli | cli_overrides | HEATGEN_SIZING | IDEAL_LOOKUP
2026-07-31 12:42:32 UTC | bp01_01_CH_ZUESTA | bp01 | 01_CH | ZUESTA | cli | cli_overrides | HP_SHARE_OF_IDEAL | 0.8
2026-07-31 12:42:32 UTC | bp01_01_CH_ZUESTA | bp01 | 01_CH | ZUESTA | internal_loads | SIA2024Occupancy | conditioned_floor_area_in_m2 | 223
2026-07-31 12:42:32 UTC | bp01_01_CH_ZUESTA | bp01 | 01_CH | ZUESTA | internal_loads | SIA2024Occupancy | appliances_load_w_per_m2 | 1
2026-07-31 12:42:32 UTC | bp01_01_CH_ZUESTA | bp01 | 01_CH | ZUESTA | internal_loads | SIA2024Occupancy | lighting_load_w_per_m2 | 3
2026-07-31 12:42:32 UTC | bp01_01_CH_ZUESTA | bp01 | 01_CH | ZUESTA | internal_loads | SIA2024Occupancy | lighting_annual_full_load_hours | 846
2026-07-31 12:42:32 UTC | bp01_01_CH_ZUESTA | bp01 | 01_CH | ZUESTA | internal_loads | SIA2024Occupancy | appliances_yearly_utilization_per_month | 0.7995
2026-07-31 12:42:32 UTC | bp01_01_CH_ZUESTA | bp01 | 01_CH | ZUESTA | weather | Weather | source_path | C:\Users\het\HiSim\hisim\inputs\weather\custom_csv\Zurich\NABZUE_2060_RCP85_DRY.csv
2026-07-31 12:42:32 UTC | bp01_01_CH_ZUESTA | bp01 | 01_CH | ZUESTA | weather | Weather | location | Zurich
2026-07-31 12:42:32 UTC | bp01_01_CH_ZUESTA | bp01 | 01_CH | ZUESTA | weather | Weather | name | Weather
2026-07-31 12:42:32 UTC | bp01_01_CH_ZUESTA | bp01 | 01_CH | ZUESTA | component | ElectricityMeter | building_name | BUI1
2026-07-31 12:42:32 UTC | bp01_01_CH_ZUESTA | bp01 | 01_CH | ZUESTA | component | ElectricityMeter | name | ElectricityMeter
2026-07-31 12:42:32 UTC | bp01_01_CH_ZUESTA | bp01 | 01_CH | ZUESTA | building | Building | building_name | 0_1918
2026-07-31 12:42:32 UTC | bp01_01_CH_ZUESTA | bp01 | 01_CH | ZUESTA | building | Building | building_code | AT.N.SFH.01.Gen.ReEx.001.002
2026-07-31 12:42:32 UTC | bp01_01_CH_ZUESTA | bp01 | 01_CH | ZUESTA | building | Building | building_heat_capacity_class | heavy
2026-07-31 12:42:32 UTC | bp01_01_CH_ZUESTA | bp01 | 01_CH | ZUESTA | building | Building | absolute_conditioned_floor_area_in_m2 | 223
2026-07-31 12:42:32 UTC | bp01_01_CH_ZUESTA | bp01 | 01_CH | ZUESTA | building | Building | heating_reference_temperature_in_celsius | -8
2026-07-31 12:42:32 UTC | bp01_01_CH_ZUESTA | bp01 | 01_CH | ZUESTA | building | Building | floor_u_value_in_watt_per_m2_per_kelvin | 0.9
2026-07-31 12:42:32 UTC | bp01_01_CH_ZUESTA | bp01 | 01_CH | ZUESTA | building | Building | floor_area_in_m2 | 95.9
2026-07-31 12:42:32 UTC | bp01_01_CH_ZUESTA | bp01 | 01_CH | ZUESTA | building | Building | facade_u_value_in_watt_per_m2_per_kelvin | 0.81
2026-07-31 12:42:32 UTC | bp01_01_CH_ZUESTA | bp01 | 01_CH | ZUESTA | building | Building | facade_area_in_m2 | 173.6
2026-07-31 12:42:32 UTC | bp01_01_CH_ZUESTA | bp01 | 01_CH | ZUESTA | building | Building | roof_u_value_in_watt_per_m2_per_kelvin | 0.46
2026-07-31 12:42:32 UTC | bp01_01_CH_ZUESTA | bp01 | 01_CH | ZUESTA | building | Building | roof_area_in_m2 | 108.7
2026-07-31 12:42:32 UTC | bp01_01_CH_ZUESTA | bp01 | 01_CH | ZUESTA | building | Building | window_u_value_in_watt_per_m2_per_kelvin | 2
2026-07-31 12:42:32 UTC | bp01_01_CH_ZUESTA | bp01 | 01_CH | ZUESTA | building | Building | window_area_in_m2 | 33.1
2026-07-31 12:42:32 UTC | bp01_01_CH_ZUESTA | bp01 | 01_CH | ZUESTA | building | Building | door_u_value_in_watt_per_m2_per_kelvin
2026-07-31 12:42:32 UTC | bp01_01_CH_ZUESTA | bp01 | 01_CH | ZUESTA | building | Building | door_area_in_m2
2026-07-31 12:42:32 UTC | bp01_01_CH_ZUESTA | bp01 | 01_CH | ZUESTA | building | Building | set_heating_temperature_in_celsius | 20.5
2026-07-31 12:42:32 UTC | bp01_01_CH_ZUESTA | bp01 | 01_CH | ZUESTA | building | Building | set_cooling_temperature_in_celsius | 99
2026-07-31 12:42:32 UTC | bp01_01_CH_ZUESTA | bp01 | 01_CH | ZUESTA | building | Building | natural_ventilation_m3_per_h_per_person | 29
2026-07-31 12:42:32 UTC | bp01_01_CH_ZUESTA | bp01 | 01_CH | ZUESTA | building | Building | sia_natural_ventilation_m3_per_h_per_m2 | 0.6
2026-07-31 12:42:32 UTC | bp01_01_CH_ZUESTA | bp01 | 01_CH | ZUESTA | building | Building | swiss_infiltration_rate_per_h | 0.3
2026-07-31 12:42:32 UTC | bp01_01_CH_ZUESTA | bp01 | 01_CH | ZUESTA | building | Building | heating_demand_mode | iso13790
2026-07-31 12:42:32 UTC | bp01_01_CH_ZUESTA | bp01 | 01_CH | ZUESTA | building | Building | operative_heating_proportional_band_in_celsius | 1
2026-07-31 12:42:32 UTC | bp01_01_CH_ZUESTA | bp01 | 01_CH | ZUESTA | building | Building | operative_heating_proportional_gain | 1
2026-07-31 12:42:32 UTC | bp01_01_CH_ZUESTA | bp01 | 01_CH | ZUESTA | building | Building | control_comfort_lower_bound_shift_in_celsius
2026-07-31 12:42:32 UTC | bp01_01_CH_ZUESTA | bp01 | 01_CH | ZUESTA | building | Building | comfort_aware_seasonal_heating_gate | true
2026-07-31 12:42:32 UTC | bp01_01_CH_ZUESTA | bp01 | 01_CH | ZUESTA | component | StrictComfortDemandController | building_name | BUI1
2026-07-31 12:42:32 UTC | bp01_01_CH_ZUESTA | bp01 | 01_CH | ZUESTA | component | StrictComfortDemandController | name | StrictComfortDemandController
2026-07-31 12:42:32 UTC | bp01_01_CH_ZUESTA | bp01 | 01_CH | ZUESTA | component | StrictComfortDemandController | temperature_air_heating_in_celsius | 20.5
2026-07-31 12:42:32 UTC | bp01_01_CH_ZUESTA | bp01 | 01_CH | ZUESTA | component | StrictComfortDemandController | temperature_air_cooling_in_celsius | 24
2026-07-31 12:42:32 UTC | bp01_01_CH_ZUESTA | bp01 | 01_CH | ZUESTA | component | StrictComfortDemandController | offset | 0.5
2026-07-31 12:42:32 UTC | bp01_01_CH_ZUESTA | bp01 | 01_CH | ZUESTA | component | StrictComfortDemandController | mode | 2
2026-07-31 12:42:32 UTC | bp01_01_CH_ZUESTA | bp01 | 01_CH | ZUESTA | component | StrictComfortDemandController | use_adaptive_comfort_band | true
2026-07-31 12:42:32 UTC | bp01_01_CH_ZUESTA | bp01 | 01_CH | ZUESTA | component | StrictComfortDemandController | control_strategy | strict_comfort_band_v1
2026-07-31 12:42:32 UTC | bp01_01_CH_ZUESTA | bp01 | 01_CH | ZUESTA | component | StrictComfortDemandController | comfort_band_inner_offset_in_celsius | 0.5
2026-07-31 12:42:32 UTC | bp01_01_CH_ZUESTA | bp01 | 01_CH | ZUESTA | component | StrictComfortDemandController | comfort_band_inner_offset_lower_in_celsius | 1
2026-07-31 12:42:32 UTC | bp01_01_CH_ZUESTA | bp01 | 01_CH | ZUESTA | component | StrictComfortDemandController | comfort_band_inner_offset_upper_in_celsius | 0.5
2026-07-31 12:42:32 UTC | bp01_01_CH_ZUESTA | bp01 | 01_CH | ZUESTA | component | StrictComfortDemandController | heating_disabled_above_running_mean_outdoor_temperature_in_celsius | 18
2026-07-31 12:42:32 UTC | bp01_01_CH_ZUESTA | bp01 | 01_CH | ZUESTA | component | StrictComfortDemandController | cooling_enabled_above_running_mean_outdoor_temperature_in_celsius | 99
2026-07-31 12:42:32 UTC | bp01_01_CH_ZUESTA | bp01 | 01_CH | ZUESTA | component | ComfortBandHeatingDemand | building_name | BUI1
2026-07-31 12:42:32 UTC | bp01_01_CH_ZUESTA | bp01 | 01_CH | ZUESTA | component | ComfortBandHeatingDemand | name | ComfortBandHeatingDemand
2026-07-31 12:42:32 UTC | bp01_01_CH_ZUESTA | bp01 | 01_CH | ZUESTA | component | ComfortBandHeatingDemand | max_heating_power_in_watt | 12075
2026-07-31 12:42:32 UTC | bp01_01_CH_ZUESTA | bp01 | 01_CH | ZUESTA | component | ComfortBandHeatingDemand | proportional_gain_in_watt_per_kelvin | 24150
2026-07-31 12:42:32 UTC | bp01_01_CH_ZUESTA | bp01 | 01_CH | ZUESTA | component | StrictComfortSetpointModifier | building_name | BUI1
2026-07-31 12:42:32 UTC | bp01_01_CH_ZUESTA | bp01 | 01_CH | ZUESTA | component | StrictComfortSetpointModifier | name | StrictComfortSetpointModifier
2026-07-31 12:42:32 UTC | bp01_01_CH_ZUESTA | bp01 | 01_CH | ZUESTA | component | StrictComfortSetpointModifier | base_heating_setpoint_in_celsius | 20.5
2026-07-31 12:42:32 UTC | bp01_01_CH_ZUESTA | bp01 | 01_CH | ZUESTA | component | StrictComfortSetpointModifier | recovery_gain | 5
2026-07-31 12:42:32 UTC | bp01_01_CH_ZUESTA | bp01 | 01_CH | ZUESTA | component | StrictComfortSetpointModifier | max_recovery_boost_in_celsius | 5
2026-07-31 12:42:32 UTC | bp01_01_CH_ZUESTA | bp01 | 01_CH | ZUESTA | component | StrictComfortSetpointModifier | clamp_min_modifier_in_celsius
2026-07-31 12:42:32 UTC | bp01_01_CH_ZUESTA | bp01 | 01_CH | ZUESTA | component | StrictComfortSetpointModifier | clamp_max_modifier_in_celsius | 15
2026-07-31 12:42:32 UTC | bp01_01_CH_ZUESTA | bp01 | 01_CH | ZUESTA | component | HeatDistributionController | building_name | BUI1
2026-07-31 12:42:32 UTC | bp01_01_CH_ZUESTA | bp01 | 01_CH | ZUESTA | component | HeatDistributionController | name | HeatDistributionController
2026-07-31 12:42:32 UTC | bp01_01_CH_ZUESTA | bp01 | 01_CH | ZUESTA | component | HeatDistributionController | heating_system | HeatDistributionSystemType.FLOORHEATING
2026-07-31 12:42:32 UTC | bp01_01_CH_ZUESTA | bp01 | 01_CH | ZUESTA | component | HeatDistributionController | set_heating_threshold_outside_temperature_in_celsius | 16
2026-07-31 12:42:32 UTC | bp01_01_CH_ZUESTA | bp01 | 01_CH | ZUESTA | component | HeatDistributionController | heating_reference_temperature_in_celsius | -8
2026-07-31 12:42:32 UTC | bp01_01_CH_ZUESTA | bp01 | 01_CH | ZUESTA | component | HeatDistributionController | set_heating_temperature_for_building_in_celsius | 20.5
2026-07-31 12:42:32 UTC | bp01_01_CH_ZUESTA | bp01 | 01_CH | ZUESTA | component | HeatDistributionController | set_cooling_temperature_for_building_in_celsius | 99
2026-07-31 12:42:32 UTC | bp01_01_CH_ZUESTA | bp01 | 01_CH | ZUESTA | component | HeatDistributionController | heating_load_of_building_in_watt | 12075
2026-07-31 12:42:32 UTC | bp01_01_CH_ZUESTA | bp01 | 01_CH | ZUESTA | heat_distribution | HeatDistributionSystem | absolute_conditioned_floor_area_in_m2 | 223
2026-07-31 12:42:32 UTC | bp01_01_CH_ZUESTA | bp01 | 01_CH | ZUESTA | thermal_storage | SimpleHotWaterStorage | volume_heating_water_storage_in_liter | 603.8
2026-07-31 12:42:32 UTC | bp01_01_CH_ZUESTA | bp01 | 01_CH | ZUESTA | component | BufferRemainingCapacity60C | building_name | BUI1
2026-07-31 12:42:32 UTC | bp01_01_CH_ZUESTA | bp01 | 01_CH | ZUESTA | component | BufferRemainingCapacity60C | name | BufferRemainingCapacity60C
2026-07-31 12:42:32 UTC | bp01_01_CH_ZUESTA | bp01 | 01_CH | ZUESTA | component | BufferRemainingCapacity60C | volume_heating_water_storage_in_liter | 603.8
2026-07-31 12:42:32 UTC | bp01_01_CH_ZUESTA | bp01 | 01_CH | ZUESTA | component | BufferRemainingCapacity60C | max_temperature_in_celsius | 6
2026-07-31 12:42:32 UTC | bp01_01_CH_ZUESTA | bp01 | 01_CH | ZUESTA | component | BufferRemainingCapacity60C | water_density_kg_per_liter | 0.992
2026-07-31 12:42:32 UTC | bp01_01_CH_ZUESTA | bp01 | 01_CH | ZUESTA | component | BufferRemainingCapacity60C | water_specific_heat_capacity_j_per_kg_per_k | 4180
2026-07-31 12:42:32 UTC | bp01_01_CH_ZUESTA | bp01 | 01_CH | ZUESTA | component | SolarThermalDHW_BP10 | building_name | BUI1
2026-07-31 12:42:32 UTC | bp01_01_CH_ZUESTA | bp01 | 01_CH | ZUESTA | component | SolarThermalDHW_BP10 | name | SolarThermalDHW_BP10
2026-07-31 12:42:32 UTC | bp01_01_CH_ZUESTA | bp01 | 01_CH | ZUESTA | component | SolarThermalDHW_BP10 | azimuth | 18
2026-07-31 12:42:32 UTC | bp01_01_CH_ZUESTA | bp01 | 01_CH | ZUESTA | component | SolarThermalDHW_BP10 | tilt | 3
2026-07-31 12:42:32 UTC | bp01_01_CH_ZUESTA | bp01 | 01_CH | ZUESTA | component | SolarThermalDHW_BP10 | area_m2 | 12
2026-07-31 12:42:32 UTC | bp01_01_CH_ZUESTA | bp01 | 01_CH | ZUESTA | component | SolarThermalDHW_BP10 | eta_0 | 0.78
2026-07-31 12:42:32 UTC | bp01_01_CH_ZUESTA | bp01 | 01_CH | ZUESTA | component | SolarThermalDHW_BP10 | a_1_w_m2_k | 3.2
2026-07-31 12:42:32 UTC | bp01_01_CH_ZUESTA | bp01 | 01_CH | ZUESTA | component | SolarThermalDHW_BP10 | a_2_w_m2_k | 0.015
2026-07-31 12:42:32 UTC | bp01_01_CH_ZUESTA | bp01 | 01_CH | ZUESTA | component | SolarThermalDHW_BP10 | old_solar_pump | false
2026-07-31 12:42:32 UTC | bp01_01_CH_ZUESTA | bp01 | 01_CH | ZUESTA | component | SolarThermalDHW_BP10 | source_weight | 1
2026-07-31 12:42:32 UTC | bp01_01_CH_ZUESTA | bp01 | 01_CH | ZUESTA | component | SolarThermalSystemController_BP10 | building_name | BUI1
2026-07-31 12:42:32 UTC | bp01_01_CH_ZUESTA | bp01 | 01_CH | ZUESTA | component | SolarThermalSystemController_BP10 | name | SolarThermalSystemController_BP10
2026-07-31 12:42:32 UTC | bp01_01_CH_ZUESTA | bp01 | 01_CH | ZUESTA | component | SolarThermalSystemController_BP10 | set_temperature_difference_for_on | 10
2026-07-31 12:42:32 UTC | bp01_01_CH_ZUESTA | bp01 | 01_CH | ZUESTA | component | PelletBoilerController | building_name | BUI1
2026-07-31 12:42:32 UTC | bp01_01_CH_ZUESTA | bp01 | 01_CH | ZUESTA | component | PelletBoilerController | name | PelletBoilerController
2026-07-31 12:42:32 UTC | bp01_01_CH_ZUESTA | bp01 | 01_CH | ZUESTA | component | PelletBoilerController | is_modulating | true
2026-07-31 12:42:32 UTC | bp01_01_CH_ZUESTA | bp01 | 01_CH | ZUESTA | component | PelletBoilerController | set_heating_threshold_outside_temperature_in_celsius | 16
2026-07-31 12:42:32 UTC | bp01_01_CH_ZUESTA | bp01 | 01_CH | ZUESTA | component | PelletBoilerController | minimal_thermal_power_in_watt
2026-07-31 12:42:32 UTC | bp01_01_CH_ZUESTA | bp01 | 01_CH | ZUESTA | component | PelletBoilerController | maximal_thermal_power_in_watt | 8300
2026-07-31 12:42:32 UTC | bp01_01_CH_ZUESTA | bp01 | 01_CH | ZUESTA | component | PelletBoilerController | set_temperature_difference_for_full_power | 5
2026-07-31 12:42:32 UTC | bp01_01_CH_ZUESTA | bp01 | 01_CH | ZUESTA | component | PelletBoilerController | minimum_runtime_in_seconds | 7200
2026-07-31 12:42:32 UTC | bp01_01_CH_ZUESTA | bp01 | 01_CH | ZUESTA | component | PelletBoilerController | minimum_resting_time_in_seconds | 5400
2026-07-31 12:42:32 UTC | bp01_01_CH_ZUESTA | bp01 | 01_CH | ZUESTA | component | PelletBoilerController | with_domestic_hot_water_preparation | true
2026-07-31 12:42:32 UTC | bp01_01_CH_ZUESTA | bp01 | 01_CH | ZUESTA | component | PelletBoilerController | secondary_mode | true
2026-07-31 12:42:32 UTC | bp01_01_CH_ZUESTA | bp01 | 01_CH | ZUESTA | component | PelletBoilerController | hysteresis_water_temperature_offset | 10
2026-07-31 12:42:32 UTC | bp01_01_CH_ZUESTA | bp01 | 01_CH | ZUESTA | component | PelletBoilerController | seasonal_modulation_minimum_enabled | true
2026-07-31 12:42:32 UTC | bp01_01_CH_ZUESTA | bp01 | 01_CH | ZUESTA | component | PelletBoilerController | winter_modulation_minimum_thermal_power_in_watt | 138.3
2026-07-31 12:42:32 UTC | bp01_01_CH_ZUESTA | bp01 | 01_CH | ZUESTA | component | PelletBoilerController | summer_modulation_minimum_thermal_power_in_watt
2026-07-31 12:42:32 UTC | bp01_01_CH_ZUESTA | bp01 | 01_CH | ZUESTA | component | PelletBoilerController | summer_modulation_daily_avg_outdoor_temperature_threshold_celsius | 16
2026-07-31 12:42:32 UTC | bp01_01_CH_ZUESTA | bp01 | 01_CH | ZUESTA | heat_generator | PelletBoiler | minimal_thermal_power_in_watt
2026-07-31 12:42:32 UTC | bp01_01_CH_ZUESTA | bp01 | 01_CH | ZUESTA | heat_generator | PelletBoiler | maximal_thermal_power_in_watt | 8300
2026-07-31 12:42:32 UTC | bp01_01_CH_ZUESTA | bp01 | 01_CH | ZUESTA | heat_generator | PelletBoiler | eff_th_min | 0.6
2026-07-31 12:42:32 UTC | bp01_01_CH_ZUESTA | bp01 | 01_CH | ZUESTA | heat_generator | PelletBoiler | eff_th_max | 0.9
2026-07-31 12:42:32 UTC | bp01_01_CH_ZUESTA | bp01 | 01_CH | ZUESTA | heat_generator | PelletBoiler | boiler_type | BoilerType.CONVENTIONAL
2026-07-31 12:42:32 UTC | bp01_01_CH_ZUESTA | bp01 | 01_CH | ZUESTA | heat_generator | PelletBoiler | energy_carrier | LoadTypes.PELLETS
2026-07-31 12:42:32 UTC | bp01_01_CH_ZUESTA | bp01 | 01_CH | ZUESTA | component | FuelMeter | building_name | BUI1
2026-07-31 12:42:32 UTC | bp01_01_CH_ZUESTA | bp01 | 01_CH | ZUESTA | component | FuelMeter | name | FuelMeter
2026-07-31 12:42:32 UTC | bp01_01_CH_ZUESTA | bp01 | 01_CH | ZUESTA | component | FuelMeter | fuel_loadtype | LoadTypes.PELLETS
2026-07-31 12:42:32 UTC | bp01_01_CH_ZUESTA | bp01 | 01_CH | ZUESTA | component | FuelMeter | heating_value_of_fuel_in_kwh_per_liter | 3.25
2026-07-31 12:42:32 UTC | bp01_01_CH_ZUESTA | bp01 | 01_CH | ZUESTA | component | FuelMeter | fuel_density_in_kg_per_m3 | 650
2026-07-31 12:42:32 UTC | bp01_01_CH_ZUESTA | bp01 | 01_CH | ZUESTA | component | HeatGeneratorTotalThermalPower | building_name | BUI1
2026-07-31 12:42:32 UTC | bp01_01_CH_ZUESTA | bp01 | 01_CH | ZUESTA | component | HeatGeneratorTotalThermalPower | name | HeatGeneratorTotalThermalPower
2026-07-31 12:42:32 UTC | bp01_01_CH_ZUESTA | bp01 | 01_CH | ZUESTA | component | HeatGeneratorTotalThermalPower | loadtype | LoadTypes.ANY
2026-07-31 12:42:32 UTC | bp01_01_CH_ZUESTA | bp01 | 01_CH | ZUESTA | component | HeatGeneratorTotalThermalPower | unit | Units.WATT
2026-07-31 12:42:32 UTC | bp01_01_CH_ZUESTA | bp01 | 01_CH | ZUESTA | component | HeatGeneratorPlantDhwThermalPower | building_name | BUI1
2026-07-31 12:42:32 UTC | bp01_01_CH_ZUESTA | bp01 | 01_CH | ZUESTA | component | HeatGeneratorPlantDhwThermalPower | name | HeatGeneratorPlantDhwThermalPower
2026-07-31 12:42:32 UTC | bp01_01_CH_ZUESTA | bp01 | 01_CH | ZUESTA | component | HeatGeneratorPlantDhwThermalPower | loadtype | LoadTypes.ANY
2026-07-31 12:42:32 UTC | bp01_01_CH_ZUESTA | bp01 | 01_CH | ZUESTA | component | HeatGeneratorPlantDhwThermalPower | unit | Units.WATT
2026-07-31 12:42:32 UTC | bp01_01_CH_ZUESTA | bp01 | 01_CH | ZUESTA | component | SolarDhwThermalPower | building_name | BUI1
2026-07-31 12:42:32 UTC | bp01_01_CH_ZUESTA | bp01 | 01_CH | ZUESTA | component | SolarDhwThermalPower | name | SolarDhwThermalPower
2026-07-31 12:42:32 UTC | bp01_01_CH_ZUESTA | bp01 | 01_CH | ZUESTA | component | SolarDhwThermalPower | loadtype | LoadTypes.ANY
2026-07-31 12:42:32 UTC | bp01_01_CH_ZUESTA | bp01 | 01_CH | ZUESTA | component | SolarDhwThermalPower | unit | Units.WATT
2026-07-31 12:42:32 UTC | bp01_01_CH_ZUESTA | bp01 | 01_CH | ZUESTA | component | FlexibilityPotential | building_name | BUI1
2026-07-31 12:42:32 UTC | bp01_01_CH_ZUESTA | bp01 | 01_CH | ZUESTA | component | FlexibilityPotential | name | FlexibilityPotential
2026-07-31 12:42:32 UTC | bp01_01_CH_ZUESTA | bp01 | 01_CH | ZUESTA | component | FlexibilityPotential | fallback_heating_cop | 1
2026-07-31 12:42:32 UTC | bp01_01_CH_ZUESTA | bp01 | 01_CH | ZUESTA | component | FlexibilityPotential | fallback_cooling_eer
2026-07-31 12:42:32 UTC | bp01_02_CH_ZUESTA | bp01 | 02_CH | ZUESTA | simulation | SimulationParameters | year | 2050
2026-07-31 12:42:32 UTC | bp01_02_CH_ZUESTA | bp01 | 02_CH | ZUESTA | simulation | SimulationParameters | seconds_per_timestep | 9 | s
2026-07-31 12:42:32 UTC | bp01_02_CH_ZUESTA | bp01 | 02_CH | ZUESTA | simulation | SimulationParameters | country | CH
2026-07-31 12:42:32 UTC | bp01_02_CH_ZUESTA | bp01 | 02_CH | ZUESTA | cli | cli_overrides | ARCH | 02_CH
2026-07-31 12:42:32 UTC | bp01_02_CH_ZUESTA | bp01 | 02_CH | ZUESTA | cli | cli_overrides | WEATHER | ZUESTA
2026-07-31 12:42:32 UTC | bp01_02_CH_ZUESTA | bp01 | 02_CH | ZUESTA | cli | cli_overrides | TIME_HORIZON | future
2026-07-31 12:42:32 UTC | bp01_02_CH_ZUESTA | bp01 | 02_CH | ZUESTA | cli | cli_overrides | SCENARIO | none
2026-07-31 12:42:32 UTC | bp01_02_CH_ZUESTA | bp01 | 02_CH | ZUESTA | cli | cli_overrides | OCC | SIA2024
2026-07-31 12:42:32 UTC | bp01_02_CH_ZUESTA | bp01 | 02_CH | ZUESTA | cli | cli_overrides | HEATGEN_SIZING | IDEAL_LOOKUP
2026-07-31 12:42:32 UTC | bp01_02_CH_ZUESTA | bp01 | 02_CH | ZUESTA | cli | cli_overrides | HP_SHARE_OF_IDEAL | 0.8
2026-07-31 12:42:32 UTC | bp01_02_CH_ZUESTA | bp01 | 02_CH | ZUESTA | internal_loads | SIA2024Occupancy | conditioned_floor_area_in_m2 | 195
2026-07-31 12:42:32 UTC | bp01_02_CH_ZUESTA | bp01 | 02_CH | ZUESTA | internal_loads | SIA2024Occupancy | appliances_load_w_per_m2 | 1
2026-07-31 12:42:32 UTC | bp01_02_CH_ZUESTA | bp01 | 02_CH | ZUESTA | internal_loads | SIA2024Occupancy | lighting_load_w_per_m2 | 3
2026-07-31 12:42:32 UTC | bp01_02_CH_ZUESTA | bp01 | 02_CH | ZUESTA | internal_loads | SIA2024Occupancy | lighting_annual_full_load_hours | 846
2026-07-31 12:42:32 UTC | bp01_02_CH_ZUESTA | bp01 | 02_CH | ZUESTA | internal_loads | SIA2024Occupancy | appliances_yearly_utilization_per_month | 0.7995
2026-07-31 12:42:32 UTC | bp01_02_CH_ZUESTA | bp01 | 02_CH | ZUESTA | weather | Weather | source_path | C:\Users\het\HiSim\hisim\inputs\weather\custom_csv\Zurich\NABZUE_2060_RCP85_DRY.csv
2026-07-31 12:42:32 UTC | bp01_02_CH_ZUESTA | bp01 | 02_CH | ZUESTA | weather | Weather | location | Zurich
2026-07-31 12:42:32 UTC | bp01_02_CH_ZUESTA | bp01 | 02_CH | ZUESTA | weather | Weather | name | Weather
2026-07-31 12:42:32 UTC | bp01_02_CH_ZUESTA | bp01 | 02_CH | ZUESTA | component | ElectricityMeter | building_name | BUI1
2026-07-31 12:42:32 UTC | bp01_02_CH_ZUESTA | bp01 | 02_CH | ZUESTA | component | ElectricityMeter | name | ElectricityMeter
2026-07-31 12:42:32 UTC | bp01_02_CH_ZUESTA | bp01 | 02_CH | ZUESTA | building | Building | building_name | 1919_1945
2026-07-31 12:42:32 UTC | bp01_02_CH_ZUESTA | bp01 | 02_CH | ZUESTA | building | Building | building_code | AT.N.SFH.02.Gen.ReEx.001.002
2026-07-31 12:42:32 UTC | bp01_02_CH_ZUESTA | bp01 | 02_CH | ZUESTA | building | Building | building_heat_capacity_class | medium
2026-07-31 12:42:32 UTC | bp01_02_CH_ZUESTA | bp01 | 02_CH | ZUESTA | building | Building | absolute_conditioned_floor_area_in_m2 | 195
2026-07-31 12:42:32 UTC | bp01_02_CH_ZUESTA | bp01 | 02_CH | ZUESTA | building | Building | heating_reference_temperature_in_celsius | -8
2026-07-31 12:42:32 UTC | bp01_02_CH_ZUESTA | bp01 | 02_CH | ZUESTA | building | Building | floor_u_value_in_watt_per_m2_per_kelvin | 0.9
2026-07-31 12:42:32 UTC | bp01_02_CH_ZUESTA | bp01 | 02_CH | ZUESTA | building | Building | floor_area_in_m2 | 81.5
2026-07-31 12:42:32 UTC | bp01_02_CH_ZUESTA | bp01 | 02_CH | ZUESTA | building | Building | facade_u_value_in_watt_per_m2_per_kelvin | 0.9
2026-07-31 12:42:32 UTC | bp01_02_CH_ZUESTA | bp01 | 02_CH | ZUESTA | building | Building | facade_area_in_m2 | 183.5
2026-07-31 12:42:32 UTC | bp01_02_CH_ZUESTA | bp01 | 02_CH | ZUESTA | building | Building | roof_u_value_in_watt_per_m2_per_kelvin | 0.44
2026-07-31 12:42:32 UTC | bp01_02_CH_ZUESTA | bp01 | 02_CH | ZUESTA | building | Building | roof_area_in_m2 | 96
2026-07-31 12:42:32 UTC | bp01_02_CH_ZUESTA | bp01 | 02_CH | ZUESTA | building | Building | window_u_value_in_watt_per_m2_per_kelvin | 1.8
2026-07-31 12:42:32 UTC | bp01_02_CH_ZUESTA | bp01 | 02_CH | ZUESTA | building | Building | window_area_in_m2 | 31.2
2026-07-31 12:42:32 UTC | bp01_02_CH_ZUESTA | bp01 | 02_CH | ZUESTA | building | Building | door_u_value_in_watt_per_m2_per_kelvin
2026-07-31 12:42:32 UTC | bp01_02_CH_ZUESTA | bp01 | 02_CH | ZUESTA | building | Building | door_area_in_m2
2026-07-31 12:42:32 UTC | bp01_02_CH_ZUESTA | bp01 | 02_CH | ZUESTA | building | Building | set_heating_temperature_in_celsius | 20.5
2026-07-31 12:42:32 UTC | bp01_02_CH_ZUESTA | bp01 | 02_CH | ZUESTA | building | Building | set_cooling_temperature_in_celsius | 99
2026-07-31 12:42:32 UTC | bp01_02_CH_ZUESTA | bp01 | 02_CH | ZUESTA | building | Building | natural_ventilation_m3_per_h_per_person | 29
2026-07-31 12:42:32 UTC | bp01_02_CH_ZUESTA | bp01 | 02_CH | ZUESTA | building | Building | sia_natural_ventilation_m3_per_h_per_m2 | 0.6
2026-07-31 12:42:32 UTC | bp01_02_CH_ZUESTA | bp01 | 02_CH | ZUESTA | building | Building | swiss_infiltration_rate_per_h | 0.3
2026-07-31 12:42:32 UTC | bp01_02_CH_ZUESTA | bp01 | 02_CH | ZUESTA | building | Building | heating_demand_mode | iso13790
2026-07-31 12:42:32 UTC | bp01_02_CH_ZUESTA | bp01 | 02_CH | ZUESTA | building | Building | operative_heating_proportional_band_in_celsius | 1
2026-07-31 12:42:32 UTC | bp01_02_CH_ZUESTA | bp01 | 02_CH | ZUESTA | building | Building | operative_heating_proportional_gain | 1
2026-07-31 12:42:32 UTC | bp01_02_CH_ZUESTA | bp01 | 02_CH | ZUESTA | building | Building | control_comfort_lower_bound_shift_in_celsius
2026-07-31 12:42:32 UTC | bp01_02_CH_ZUESTA | bp01 | 02_CH | ZUESTA | building | Building | comfort_aware_seasonal_heating_gate | true
2026-07-31 12:42:32 UTC | bp01_02_CH_ZUESTA | bp01 | 02_CH | ZUESTA | component | StrictComfortDemandController | building_name | BUI1
2026-07-31 12:42:32 UTC | bp01_02_CH_ZUESTA | bp01 | 02_CH | ZUESTA | component | StrictComfortDemandController | name | StrictComfortDemandController
2026-07-31 12:42:32 UTC | bp01_02_CH_ZUESTA | bp01 | 02_CH | ZUESTA | component | StrictComfortDemandController | temperature_air_heating_in_celsius | 20.5
2026-07-31 12:42:32 UTC | bp01_02_CH_ZUESTA | bp01 | 02_CH | ZUESTA | component | StrictComfortDemandController | temperature_air_cooling_in_celsius | 24
2026-07-31 12:42:32 UTC | bp01_02_CH_ZUESTA | bp01 | 02_CH | ZUESTA | component | StrictComfortDemandController | offset | 0.5
2026-07-31 12:42:32 UTC | bp01_02_CH_ZUESTA | bp01 | 02_CH | ZUESTA | component | StrictComfortDemandController | mode | 2
2026-07-31 12:42:32 UTC | bp01_02_CH_ZUESTA | bp01 | 02_CH | ZUESTA | component | StrictComfortDemandController | use_adaptive_comfort_band | true
2026-07-31 12:42:32 UTC | bp01_02_CH_ZUESTA | bp01 | 02_CH | ZUESTA | component | StrictComfortDemandController | control_strategy | strict_comfort_band_v1
2026-07-31 12:42:32 UTC | bp01_02_CH_ZUESTA | bp01 | 02_CH | ZUESTA | component | StrictComfortDemandController | comfort_band_inner_offset_in_celsius | 0.5
2026-07-31 12:42:32 UTC | bp01_02_CH_ZUESTA | bp01 | 02_CH | ZUESTA | component | StrictComfortDemandController | comfort_band_inner_offset_lower_in_celsius | 1
2026-07-31 12:42:32 UTC | bp01_02_CH_ZUESTA | bp01 | 02_CH | ZUESTA | component | StrictComfortDemandController | comfort_band_inner_offset_upper_in_celsius | 0.5
2026-07-31 12:42:32 UTC | bp01_02_CH_ZUESTA | bp01 | 02_CH | ZUESTA | component | StrictComfortDemandController | heating_disabled_above_running_mean_outdoor_temperature_in_celsius | 18
2026-07-31 12:42:32 UTC | bp01_02_CH_ZUESTA | bp01 | 02_CH | ZUESTA | component | StrictComfortDemandController | cooling_enabled_above_running_mean_outdoor_temperature_in_celsius | 99
2026-07-31 12:42:32 UTC | bp01_02_CH_ZUESTA | bp01 | 02_CH | ZUESTA | component | ComfortBandHeatingDemand | building_name | BUI1
2026-07-31 12:42:32 UTC | bp01_02_CH_ZUESTA | bp01 | 02_CH | ZUESTA | component | ComfortBandHeatingDemand | name | ComfortBandHeatingDemand
2026-07-31 12:42:32 UTC | bp01_02_CH_ZUESTA | bp01 | 02_CH | ZUESTA | component | ComfortBandHeatingDemand | max_heating_power_in_watt | 11855.7
2026-07-31 12:42:32 UTC | bp01_02_CH_ZUESTA | bp01 | 02_CH | ZUESTA | component | ComfortBandHeatingDemand | proportional_gain_in_watt_per_kelvin | 23711.4
2026-07-31 12:42:32 UTC | bp01_02_CH_ZUESTA | bp01 | 02_CH | ZUESTA | component | StrictComfortSetpointModifier | building_name | BUI1
2026-07-31 12:42:32 UTC | bp01_02_CH_ZUESTA | bp01 | 02_CH | ZUESTA | component | StrictComfortSetpointModifier | name | StrictComfortSetpointModifier
2026-07-31 12:42:32 UTC | bp01_02_CH_ZUESTA | bp01 | 02_CH | ZUESTA | component | StrictComfortSetpointModifier | base_heating_setpoint_in_celsius | 20.5
2026-07-31 12:42:32 UTC | bp01_02_CH_ZUESTA | bp01 | 02_CH | ZUESTA | component | StrictComfortSetpointModifier | recovery_gain | 5
2026-07-31 12:42:32 UTC | bp01_02_CH_ZUESTA | bp01 | 02_CH | ZUESTA | component | StrictComfortSetpointModifier | max_recovery_boost_in_celsius | 5
2026-07-31 12:42:32 UTC | bp01_02_CH_ZUESTA | bp01 | 02_CH | ZUESTA | component | StrictComfortSetpointModifier | clamp_min_modifier_in_celsius
2026-07-31 12:42:32 UTC | bp01_02_CH_ZUESTA | bp01 | 02_CH | ZUESTA | component | StrictComfortSetpointModifier | clamp_max_modifier_in_celsius | 15
2026-07-31 12:42:32 UTC | bp01_02_CH_ZUESTA | bp01 | 02_CH | ZUESTA | component | HeatDistributionController | building_name | BUI1
2026-07-31 12:42:32 UTC | bp01_02_CH_ZUESTA | bp01 | 02_CH | ZUESTA | component | HeatDistributionController | name | HeatDistributionController
2026-07-31 12:42:32 UTC | bp01_02_CH_ZUESTA | bp01 | 02_CH | ZUESTA | component | HeatDistributionController | heating_system | HeatDistributionSystemType.FLOORHEATING
2026-07-31 12:42:32 UTC | bp01_02_CH_ZUESTA | bp01 | 02_CH | ZUESTA | component | HeatDistributionController | set_heating_threshold_outside_temperature_in_celsius | 16
2026-07-31 12:42:32 UTC | bp01_02_CH_ZUESTA | bp01 | 02_CH | ZUESTA | component | HeatDistributionController | heating_reference_temperature_in_celsius | -8
2026-07-31 12:42:32 UTC | bp01_02_CH_ZUESTA | bp01 | 02_CH | ZUESTA | component | HeatDistributionController | set_heating_temperature_for_building_in_celsius | 20.5
2026-07-31 12:42:32 UTC | bp01_02_CH_ZUESTA | bp01 | 02_CH | ZUESTA | component | HeatDistributionController | set_cooling_temperature_for_building_in_celsius | 99
2026-07-31 12:42:32 UTC | bp01_02_CH_ZUESTA | bp01 | 02_CH | ZUESTA | component | HeatDistributionController | heating_load_of_building_in_watt | 11855.7
2026-07-31 12:42:32 UTC | bp01_02_CH_ZUESTA | bp01 | 02_CH | ZUESTA | heat_distribution | HeatDistributionSystem | absolute_conditioned_floor_area_in_m2 | 195
2026-07-31 12:42:32 UTC | bp01_02_CH_ZUESTA | bp01 | 02_CH | ZUESTA | thermal_storage | SimpleHotWaterStorage | volume_heating_water_storage_in_liter | 592.8
2026-07-31 12:42:32 UTC | bp01_02_CH_ZUESTA | bp01 | 02_CH | ZUESTA | component | BufferRemainingCapacity60C | building_name | BUI1
2026-07-31 12:42:32 UTC | bp01_02_CH_ZUESTA | bp01 | 02_CH | ZUESTA | component | BufferRemainingCapacity60C | name | BufferRemainingCapacity60C
2026-07-31 12:42:32 UTC | bp01_02_CH_ZUESTA | bp01 | 02_CH | ZUESTA | component | BufferRemainingCapacity60C | volume_heating_water_storage_in_liter | 592.8
2026-07-31 12:42:32 UTC | bp01_02_CH_ZUESTA | bp01 | 02_CH | ZUESTA | component | BufferRemainingCapacity60C | max_temperature_in_celsius | 6
2026-07-31 12:42:32 UTC | bp01_02_CH_ZUESTA | bp01 | 02_CH | ZUESTA | component | BufferRemainingCapacity60C | water_density_kg_per_liter | 0.992
2026-07-31 12:42:32 UTC | bp01_02_CH_ZUESTA | bp01 | 02_CH | ZUESTA | component | BufferRemainingCapacity60C | water_specific_heat_capacity_j_per_kg_per_k | 4180
2026-07-31 12:42:32 UTC | bp01_02_CH_ZUESTA | bp01 | 02_CH | ZUESTA | component | SolarThermalDHW_BP10 | building_name | BUI1
2026-07-31 12:42:32 UTC | bp01_02_CH_ZUESTA | bp01 | 02_CH | ZUESTA | component | SolarThermalDHW_BP10 | name | SolarThermalDHW_BP10
2026-07-31 12:42:32 UTC | bp01_02_CH_ZUESTA | bp01 | 02_CH | ZUESTA | component | SolarThermalDHW_BP10 | azimuth | 18
2026-07-31 12:42:32 UTC | bp01_02_CH_ZUESTA | bp01 | 02_CH | ZUESTA | component | SolarThermalDHW_BP10 | tilt | 3
2026-07-31 12:42:32 UTC | bp01_02_CH_ZUESTA | bp01 | 02_CH | ZUESTA | component | SolarThermalDHW_BP10 | area_m2 | 12
2026-07-31 12:42:32 UTC | bp01_02_CH_ZUESTA | bp01 | 02_CH | ZUESTA | component | SolarThermalDHW_BP10 | eta_0 | 0.78
2026-07-31 12:42:32 UTC | bp01_02_CH_ZUESTA | bp01 | 02_CH | ZUESTA | component | SolarThermalDHW_BP10 | a_1_w_m2_k | 3.2
2026-07-31 12:42:32 UTC | bp01_02_CH_ZUESTA | bp01 | 02_CH | ZUESTA | component | SolarThermalDHW_BP10 | a_2_w_m2_k | 0.015
2026-07-31 12:42:32 UTC | bp01_02_CH_ZUESTA | bp01 | 02_CH | ZUESTA | component | SolarThermalDHW_BP10 | old_solar_pump | false
2026-07-31 12:42:32 UTC | bp01_02_CH_ZUESTA | bp01 | 02_CH | ZUESTA | component | SolarThermalDHW_BP10 | source_weight | 1
2026-07-31 12:42:32 UTC | bp01_02_CH_ZUESTA | bp01 | 02_CH | ZUESTA | component | SolarThermalSystemController_BP10 | building_name | BUI1
2026-07-31 12:42:32 UTC | bp01_02_CH_ZUESTA | bp01 | 02_CH | ZUESTA | component | SolarThermalSystemController_BP10 | name | SolarThermalSystemController_BP10
2026-07-31 12:42:32 UTC | bp01_02_CH_ZUESTA | bp01 | 02_CH | ZUESTA | component | SolarThermalSystemController_BP10 | set_temperature_difference_for_on | 10
2026-07-31 12:42:32 UTC | bp01_02_CH_ZUESTA | bp01 | 02_CH | ZUESTA | component | PelletBoilerController | building_name | BUI1
2026-07-31 12:42:32 UTC | bp01_02_CH_ZUESTA | bp01 | 02_CH | ZUESTA | component | PelletBoilerController | name | PelletBoilerController
2026-07-31 12:42:32 UTC | bp01_02_CH_ZUESTA | bp01 | 02_CH | ZUESTA | component | PelletBoilerController | is_modulating | true
2026-07-31 12:42:32 UTC | bp01_02_CH_ZUESTA | bp01 | 02_CH | ZUESTA | component | PelletBoilerController | set_heating_threshold_outside_temperature_in_celsius | 16
2026-07-31 12:42:32 UTC | bp01_02_CH_ZUESTA | bp01 | 02_CH | ZUESTA | component | PelletBoilerController | minimal_thermal_power_in_watt
2026-07-31 12:42:32 UTC | bp01_02_CH_ZUESTA | bp01 | 02_CH | ZUESTA | component | PelletBoilerController | maximal_thermal_power_in_watt | 7510
2026-07-31 12:42:32 UTC | bp01_02_CH_ZUESTA | bp01 | 02_CH | ZUESTA | component | PelletBoilerController | set_temperature_difference_for_full_power | 5
2026-07-31 12:42:32 UTC | bp01_02_CH_ZUESTA | bp01 | 02_CH | ZUESTA | component | PelletBoilerController | minimum_runtime_in_seconds | 7200
2026-07-31 12:42:32 UTC | bp01_02_CH_ZUESTA | bp01 | 02_CH | ZUESTA | component | PelletBoilerController | minimum_resting_time_in_seconds | 5400
2026-07-31 12:42:32 UTC | bp01_02_CH_ZUESTA | bp01 | 02_CH | ZUESTA | component | PelletBoilerController | with_domestic_hot_water_preparation | true
2026-07-31 12:42:32 UTC | bp01_02_CH_ZUESTA | bp01 | 02_CH | ZUESTA | component | PelletBoilerController | secondary_mode | true
2026-07-31 12:42:32 UTC | bp01_02_CH_ZUESTA | bp01 | 02_CH | ZUESTA | component | PelletBoilerController | hysteresis_water_temperature_offset | 10
2026-07-31 12:42:32 UTC | bp01_02_CH_ZUESTA | bp01 | 02_CH | ZUESTA | component | PelletBoilerController | seasonal_modulation_minimum_enabled | true
2026-07-31 12:42:32 UTC | bp01_02_CH_ZUESTA | bp01 | 02_CH | ZUESTA | component | PelletBoilerController | winter_modulation_minimum_thermal_power_in_watt | 125.2
2026-07-31 12:42:32 UTC | bp01_02_CH_ZUESTA | bp01 | 02_CH | ZUESTA | component | PelletBoilerController | summer_modulation_minimum_thermal_power_in_watt
2026-07-31 12:42:32 UTC | bp01_02_CH_ZUESTA | bp01 | 02_CH | ZUESTA | component | PelletBoilerController | summer_modulation_daily_avg_outdoor_temperature_threshold_celsius | 16
2026-07-31 12:42:32 UTC | bp01_02_CH_ZUESTA | bp01 | 02_CH | ZUESTA | heat_generator | PelletBoiler | minimal_thermal_power_in_watt
2026-07-31 12:42:32 UTC | bp01_02_CH_ZUESTA | bp01 | 02_CH | ZUESTA | heat_generator | PelletBoiler | maximal_thermal_power_in_watt | 7510
2026-07-31 12:42:32 UTC | bp01_02_CH_ZUESTA | bp01 | 02_CH | ZUESTA | heat_generator | PelletBoiler | eff_th_min | 0.6
2026-07-31 12:42:32 UTC | bp01_02_CH_ZUESTA | bp01 | 02_CH | ZUESTA | heat_generator | PelletBoiler | eff_th_max | 0.9
2026-07-31 12:42:32 UTC | bp01_02_CH_ZUESTA | bp01 | 02_CH | ZUESTA | heat_generator | PelletBoiler | boiler_type | BoilerType.CONVENTIONAL
2026-07-31 12:42:32 UTC | bp01_02_CH_ZUESTA | bp01 | 02_CH | ZUESTA | heat_generator | PelletBoiler | energy_carrier | LoadTypes.PELLETS
2026-07-31 12:42:32 UTC | bp01_02_CH_ZUESTA | bp01 | 02_CH | ZUESTA | component | FuelMeter | building_name | BUI1
2026-07-31 12:42:32 UTC | bp01_02_CH_ZUESTA | bp01 | 02_CH | ZUESTA | component | FuelMeter | name | FuelMeter
2026-07-31 12:42:32 UTC | bp01_02_CH_ZUESTA | bp01 | 02_CH | ZUESTA | component | FuelMeter | fuel_loadtype | LoadTypes.PELLETS
2026-07-31 12:42:32 UTC | bp01_02_CH_ZUESTA | bp01 | 02_CH | ZUESTA | component | FuelMeter | heating_value_of_fuel_in_kwh_per_liter | 3.25
2026-07-31 12:42:32 UTC | bp01_02_CH_ZUESTA | bp01 | 02_CH | ZUESTA | component | FuelMeter | fuel_density_in_kg_per_m3 | 650
2026-07-31 12:42:32 UTC | bp01_02_CH_ZUESTA | bp01 | 02_CH | ZUESTA | component | HeatGeneratorTotalThermalPower | building_name | BUI1
2026-07-31 12:42:32 UTC | bp01_02_CH_ZUESTA | bp01 | 02_CH | ZUESTA | component | HeatGeneratorTotalThermalPower | name | HeatGeneratorTotalThermalPower
2026-07-31 12:42:32 UTC | bp01_02_CH_ZUESTA | bp01 | 02_CH | ZUESTA | component | HeatGeneratorTotalThermalPower | loadtype | LoadTypes.ANY
2026-07-31 12:42:32 UTC | bp01_02_CH_ZUESTA | bp01 | 02_CH | ZUESTA | component | HeatGeneratorTotalThermalPower | unit | Units.WATT
2026-07-31 12:42:32 UTC | bp01_02_CH_ZUESTA | bp01 | 02_CH | ZUESTA | component | HeatGeneratorPlantDhwThermalPower | building_name | BUI1
2026-07-31 12:42:32 UTC | bp01_02_CH_ZUESTA | bp01 | 02_CH | ZUESTA | component | HeatGeneratorPlantDhwThermalPower | name | HeatGeneratorPlantDhwThermalPower
2026-07-31 12:42:32 UTC | bp01_02_CH_ZUESTA | bp01 | 02_CH | ZUESTA | component | HeatGeneratorPlantDhwThermalPower | loadtype | LoadTypes.ANY
2026-07-31 12:42:32 UTC | bp01_02_CH_ZUESTA | bp01 | 02_CH | ZUESTA | component | HeatGeneratorPlantDhwThermalPower | unit | Units.WATT
2026-07-31 12:42:32 UTC | bp01_02_CH_ZUESTA | bp01 | 02_CH | ZUESTA | component | SolarDhwThermalPower | building_name | BUI1
2026-07-31 12:42:32 UTC | bp01_02_CH_ZUESTA | bp01 | 02_CH | ZUESTA | component | SolarDhwThermalPower | name | SolarDhwThermalPower
2026-07-31 12:42:32 UTC | bp01_02_CH_ZUESTA | bp01 | 02_CH | ZUESTA | component | SolarDhwThermalPower | loadtype | LoadTypes.ANY
2026-07-31 12:42:32 UTC | bp01_02_CH_ZUESTA | bp01 | 02_CH | ZUESTA | component | SolarDhwThermalPower | unit | Units.WATT
2026-07-31 12:42:32 UTC | bp01_02_CH_ZUESTA | bp01 | 02_CH | ZUESTA | component | FlexibilityPotential | building_name | BUI1
2026-07-31 12:42:32 UTC | bp01_02_CH_ZUESTA | bp01 | 02_CH | ZUESTA | component | FlexibilityPotential | name | FlexibilityPotential
2026-07-31 12:42:32 UTC | bp01_02_CH_ZUESTA | bp01 | 02_CH | ZUESTA | component | FlexibilityPotential | fallback_heating_cop | 1
2026-07-31 12:42:32 UTC | bp01_02_CH_ZUESTA | bp01 | 02_CH | ZUESTA | component | FlexibilityPotential | fallback_cooling_eer
2026-07-31 12:42:32 UTC | bp01_03_CH_ZUESTA | bp01 | 03_CH | ZUESTA | simulation | SimulationParameters | year | 2050
2026-07-31 12:42:32 UTC | bp01_03_CH_ZUESTA | bp01 | 03_CH | ZUESTA | simulation | SimulationParameters | seconds_per_timestep | 9 | s
2026-07-31 12:42:32 UTC | bp01_03_CH_ZUESTA | bp01 | 03_CH | ZUESTA | simulation | SimulationParameters | country | CH
2026-07-31 12:42:32 UTC | bp01_03_CH_ZUESTA | bp01 | 03_CH | ZUESTA | cli | cli_overrides | ARCH | 03_CH
2026-07-31 12:42:32 UTC | bp01_03_CH_ZUESTA | bp01 | 03_CH | ZUESTA | cli | cli_overrides | WEATHER | ZUESTA
2026-07-31 12:42:32 UTC | bp01_03_CH_ZUESTA | bp01 | 03_CH | ZUESTA | cli | cli_overrides | TIME_HORIZON | future
2026-07-31 12:42:32 UTC | bp01_03_CH_ZUESTA | bp01 | 03_CH | ZUESTA | cli | cli_overrides | SCENARIO | none
2026-07-31 12:42:32 UTC | bp01_03_CH_ZUESTA | bp01 | 03_CH | ZUESTA | cli | cli_overrides | OCC | SIA2024
2026-07-31 12:42:32 UTC | bp01_03_CH_ZUESTA | bp01 | 03_CH | ZUESTA | cli | cli_overrides | HEATGEN_SIZING | IDEAL_LOOKUP
2026-07-31 12:42:32 UTC | bp01_03_CH_ZUESTA | bp01 | 03_CH | ZUESTA | cli | cli_overrides | HP_SHARE_OF_IDEAL | 0.8
2026-07-31 12:42:32 UTC | bp01_03_CH_ZUESTA | bp01 | 03_CH | ZUESTA | internal_loads | SIA2024Occupancy | conditioned_floor_area_in_m2 | 18
2026-07-31 12:42:32 UTC | bp01_03_CH_ZUESTA | bp01 | 03_CH | ZUESTA | internal_loads | SIA2024Occupancy | appliances_load_w_per_m2 | 1
2026-07-31 12:42:32 UTC | bp01_03_CH_ZUESTA | bp01 | 03_CH | ZUESTA | internal_loads | SIA2024Occupancy | lighting_load_w_per_m2 | 3
2026-07-31 12:42:32 UTC | bp01_03_CH_ZUESTA | bp01 | 03_CH | ZUESTA | internal_loads | SIA2024Occupancy | lighting_annual_full_load_hours | 846
2026-07-31 12:42:32 UTC | bp01_03_CH_ZUESTA | bp01 | 03_CH | ZUESTA | internal_loads | SIA2024Occupancy | appliances_yearly_utilization_per_month | 0.7995
2026-07-31 12:42:32 UTC | bp01_03_CH_ZUESTA | bp01 | 03_CH | ZUESTA | weather | Weather | source_path | C:\Users\het\HiSim\hisim\inputs\weather\custom_csv\Zurich\NABZUE_2060_RCP85_DRY.csv
2026-07-31 12:42:32 UTC | bp01_03_CH_ZUESTA | bp01 | 03_CH | ZUESTA | weather | Weather | location | Zurich
2026-07-31 12:42:32 UTC | bp01_03_CH_ZUESTA | bp01 | 03_CH | ZUESTA | weather | Weather | name | Weather
2026-07-31 12:42:32 UTC | bp01_03_CH_ZUESTA | bp01 | 03_CH | ZUESTA | component | ElectricityMeter | building_name | BUI1
2026-07-31 12:42:32 UTC | bp01_03_CH_ZUESTA | bp01 | 03_CH | ZUESTA | component | ElectricityMeter | name | ElectricityMeter
2026-07-31 12:42:32 UTC | bp01_03_CH_ZUESTA | bp01 | 03_CH | ZUESTA | building | Building | building_name | 1946_1960
2026-07-31 12:42:32 UTC | bp01_03_CH_ZUESTA | bp01 | 03_CH | ZUESTA | building | Building | building_code | AT.N.SFH.03.Gen.ReEx.001.002
2026-07-31 12:42:32 UTC | bp01_03_CH_ZUESTA | bp01 | 03_CH | ZUESTA | building | Building | building_heat_capacity_class | medium
2026-07-31 12:42:32 UTC | bp01_03_CH_ZUESTA | bp01 | 03_CH | ZUESTA | building | Building | absolute_conditioned_floor_area_in_m2 | 180
2026-07-31 12:42:32 UTC | bp01_03_CH_ZUESTA | bp01 | 03_CH | ZUESTA | building | Building | heating_reference_temperature_in_celsius | -8
2026-07-31 12:42:32 UTC | bp01_03_CH_ZUESTA | bp01 | 03_CH | ZUESTA | building | Building | floor_u_value_in_watt_per_m2_per_kelvin | 0.98
2026-07-31 12:42:32 UTC | bp01_03_CH_ZUESTA | bp01 | 03_CH | ZUESTA | building | Building | floor_area_in_m2 | 86.1
2026-07-31 12:42:32 UTC | bp01_03_CH_ZUESTA | bp01 | 03_CH | ZUESTA | building | Building | facade_u_value_in_watt_per_m2_per_kelvin | 0.81
2026-07-31 12:42:32 UTC | bp01_03_CH_ZUESTA | bp01 | 03_CH | ZUESTA | building | Building | facade_area_in_m2 | 167.6
2026-07-31 12:42:32 UTC | bp01_03_CH_ZUESTA | bp01 | 03_CH | ZUESTA | building | Building | roof_u_value_in_watt_per_m2_per_kelvin | 0.44
2026-07-31 12:42:32 UTC | bp01_03_CH_ZUESTA | bp01 | 03_CH | ZUESTA | building | Building | roof_area_in_m2 | 95.44
2026-07-31 12:42:32 UTC | bp01_03_CH_ZUESTA | bp01 | 03_CH | ZUESTA | building | Building | window_u_value_in_watt_per_m2_per_kelvin | 1.6
2026-07-31 12:42:32 UTC | bp01_03_CH_ZUESTA | bp01 | 03_CH | ZUESTA | building | Building | window_area_in_m2 | 28.8
2026-07-31 12:42:32 UTC | bp01_03_CH_ZUESTA | bp01 | 03_CH | ZUESTA | building | Building | door_u_value_in_watt_per_m2_per_kelvin
2026-07-31 12:42:32 UTC | bp01_03_CH_ZUESTA | bp01 | 03_CH | ZUESTA | building | Building | door_area_in_m2
2026-07-31 12:42:32 UTC | bp01_03_CH_ZUESTA | bp01 | 03_CH | ZUESTA | building | Building | set_heating_temperature_in_celsius | 20.5
2026-07-31 12:42:32 UTC | bp01_03_CH_ZUESTA | bp01 | 03_CH | ZUESTA | building | Building | set_cooling_temperature_in_celsius | 99
2026-07-31 12:42:32 UTC | bp01_03_CH_ZUESTA | bp01 | 03_CH | ZUESTA | building | Building | natural_ventilation_m3_per_h_per_person | 29
2026-07-31 12:42:32 UTC | bp01_03_CH_ZUESTA | bp01 | 03_CH | ZUESTA | building | Building | sia_natural_ventilation_m3_per_h_per_m2 | 0.6
2026-07-31 12:42:32 UTC | bp01_03_CH_ZUESTA | bp01 | 03_CH | ZUESTA | building | Building | swiss_infiltration_rate_per_h | 0.3
2026-07-31 12:42:32 UTC | bp01_03_CH_ZUESTA | bp01 | 03_CH | ZUESTA | building | Building | heating_demand_mode | iso13790
2026-07-31 12:42:32 UTC | bp01_03_CH_ZUESTA | bp01 | 03_CH | ZUESTA | building | Building | operative_heating_proportional_band_in_celsius | 1
2026-07-31 12:42:32 UTC | bp01_03_CH_ZUESTA | bp01 | 03_CH | ZUESTA | building | Building | operative_heating_proportional_gain | 1
2026-07-31 12:42:32 UTC | bp01_03_CH_ZUESTA | bp01 | 03_CH | ZUESTA | building | Building | control_comfort_lower_bound_shift_in_celsius
2026-07-31 12:42:32 UTC | bp01_03_CH_ZUESTA | bp01 | 03_CH | ZUESTA | building | Building | comfort_aware_seasonal_heating_gate | true
2026-07-31 12:42:32 UTC | bp01_03_CH_ZUESTA | bp01 | 03_CH | ZUESTA | component | StrictComfortDemandController | building_name | BUI1
2026-07-31 12:42:32 UTC | bp01_03_CH_ZUESTA | bp01 | 03_CH | ZUESTA | component | StrictComfortDemandController | name | StrictComfortDemandController
2026-07-31 12:42:32 UTC | bp01_03_CH_ZUESTA | bp01 | 03_CH | ZUESTA | component | StrictComfortDemandController | temperature_air_heating_in_celsius | 20.5
2026-07-31 12:42:32 UTC | bp01_03_CH_ZUESTA | bp01 | 03_CH | ZUESTA | component | StrictComfortDemandController | temperature_air_cooling_in_celsius | 24
2026-07-31 12:42:32 UTC | bp01_03_CH_ZUESTA | bp01 | 03_CH | ZUESTA | component | StrictComfortDemandController | offset | 0.5
2026-07-31 12:42:32 UTC | bp01_03_CH_ZUESTA | bp01 | 03_CH | ZUESTA | component | StrictComfortDemandController | mode | 2
2026-07-31 12:42:32 UTC | bp01_03_CH_ZUESTA | bp01 | 03_CH | ZUESTA | component | StrictComfortDemandController | use_adaptive_comfort_band | true
2026-07-31 12:42:32 UTC | bp01_03_CH_ZUESTA | bp01 | 03_CH | ZUESTA | component | StrictComfortDemandController | control_strategy | strict_comfort_band_v1
2026-07-31 12:42:32 UTC | bp01_03_CH_ZUESTA | bp01 | 03_CH | ZUESTA | component | StrictComfortDemandController | comfort_band_inner_offset_in_celsius | 0.5
2026-07-31 12:42:32 UTC | bp01_03_CH_ZUESTA | bp01 | 03_CH | ZUESTA | component | StrictComfortDemandController | comfort_band_inner_offset_lower_in_celsius | 1
2026-07-31 12:42:32 UTC | bp01_03_CH_ZUESTA | bp01 | 03_CH | ZUESTA | component | StrictComfortDemandController | comfort_band_inner_offset_upper_in_celsius | 0.5
2026-07-31 12:42:32 UTC | bp01_03_CH_ZUESTA | bp01 | 03_CH | ZUESTA | component | StrictComfortDemandController | heating_disabled_above_running_mean_outdoor_temperature_in_celsius | 18
2026-07-31 12:42:32 UTC | bp01_03_CH_ZUESTA | bp01 | 03_CH | ZUESTA | component | StrictComfortDemandController | cooling_enabled_above_running_mean_outdoor_temperature_in_celsius | 99
2026-07-31 12:42:32 UTC | bp01_03_CH_ZUESTA | bp01 | 03_CH | ZUESTA | component | ComfortBandHeatingDemand | building_name | BUI1
2026-07-31 12:42:32 UTC | bp01_03_CH_ZUESTA | bp01 | 03_CH | ZUESTA | component | ComfortBandHeatingDemand | name | ComfortBandHeatingDemand
2026-07-31 12:42:32 UTC | bp01_03_CH_ZUESTA | bp01 | 03_CH | ZUESTA | component | ComfortBandHeatingDemand | max_heating_power_in_watt | 10601.2
2026-07-31 12:42:32 UTC | bp01_03_CH_ZUESTA | bp01 | 03_CH | ZUESTA | component | ComfortBandHeatingDemand | proportional_gain_in_watt_per_kelvin | 21202.5
2026-07-31 12:42:32 UTC | bp01_03_CH_ZUESTA | bp01 | 03_CH | ZUESTA | component | StrictComfortSetpointModifier | building_name | BUI1
2026-07-31 12:42:32 UTC | bp01_03_CH_ZUESTA | bp01 | 03_CH | ZUESTA | component | StrictComfortSetpointModifier | name | StrictComfortSetpointModifier
2026-07-31 12:42:32 UTC | bp01_03_CH_ZUESTA | bp01 | 03_CH | ZUESTA | component | StrictComfortSetpointModifier | base_heating_setpoint_in_celsius | 20.5
2026-07-31 12:42:32 UTC | bp01_03_CH_ZUESTA | bp01 | 03_CH | ZUESTA | component | StrictComfortSetpointModifier | recovery_gain | 5
2026-07-31 12:42:32 UTC | bp01_03_CH_ZUESTA | bp01 | 03_CH | ZUESTA | component | StrictComfortSetpointModifier | max_recovery_boost_in_celsius | 5
2026-07-31 12:42:32 UTC | bp01_03_CH_ZUESTA | bp01 | 03_CH | ZUESTA | component | StrictComfortSetpointModifier | clamp_min_modifier_in_celsius
2026-07-31 12:42:32 UTC | bp01_03_CH_ZUESTA | bp01 | 03_CH | ZUESTA | component | StrictComfortSetpointModifier | clamp_max_modifier_in_celsius | 15
2026-07-31 12:42:32 UTC | bp01_03_CH_ZUESTA | bp01 | 03_CH | ZUESTA | component | HeatDistributionController | building_name | BUI1
2026-07-31 12:42:32 UTC | bp01_03_CH_ZUESTA | bp01 | 03_CH | ZUESTA | component | HeatDistributionController | name | HeatDistributionController
2026-07-31 12:42:32 UTC | bp01_03_CH_ZUESTA | bp01 | 03_CH | ZUESTA | component | HeatDistributionController | heating_system | HeatDistributionSystemType.FLOORHEATING
2026-07-31 12:42:32 UTC | bp01_03_CH_ZUESTA | bp01 | 03_CH | ZUESTA | component | HeatDistributionController | set_heating_threshold_outside_temperature_in_celsius | 16
2026-07-31 12:42:32 UTC | bp01_03_CH_ZUESTA | bp01 | 03_CH | ZUESTA | component | HeatDistributionController | heating_reference_temperature_in_celsius | -8
2026-07-31 12:42:32 UTC | bp01_03_CH_ZUESTA | bp01 | 03_CH | ZUESTA | component | HeatDistributionController | set_heating_temperature_for_building_in_celsius | 20.5
2026-07-31 12:42:32 UTC | bp01_03_CH_ZUESTA | bp01 | 03_CH | ZUESTA | component | HeatDistributionController | set_cooling_temperature_for_building_in_celsius | 99
2026-07-31 12:42:32 UTC | bp01_03_CH_ZUESTA | bp01 | 03_CH | ZUESTA | component | HeatDistributionController | heating_load_of_building_in_watt | 10601.2
2026-07-31 12:42:32 UTC | bp01_03_CH_ZUESTA | bp01 | 03_CH | ZUESTA | heat_distribution | HeatDistributionSystem | absolute_conditioned_floor_area_in_m2 | 18
2026-07-31 12:42:32 UTC | bp01_03_CH_ZUESTA | bp01 | 03_CH | ZUESTA | thermal_storage | SimpleHotWaterStorage | volume_heating_water_storage_in_liter | 530.1
2026-07-31 12:42:32 UTC | bp01_03_CH_ZUESTA | bp01 | 03_CH | ZUESTA | component | BufferRemainingCapacity60C | building_name | BUI1
2026-07-31 12:42:32 UTC | bp01_03_CH_ZUESTA | bp01 | 03_CH | ZUESTA | component | BufferRemainingCapacity60C | name | BufferRemainingCapacity60C
2026-07-31 12:42:32 UTC | bp01_03_CH_ZUESTA | bp01 | 03_CH | ZUESTA | component | BufferRemainingCapacity60C | volume_heating_water_storage_in_liter | 530.1
2026-07-31 12:42:32 UTC | bp01_03_CH_ZUESTA | bp01 | 03_CH | ZUESTA | component | BufferRemainingCapacity60C | max_temperature_in_celsius | 6
2026-07-31 12:42:32 UTC | bp01_03_CH_ZUESTA | bp01 | 03_CH | ZUESTA | component | BufferRemainingCapacity60C | water_density_kg_per_liter | 0.992
2026-07-31 12:42:32 UTC | bp01_03_CH_ZUESTA | bp01 | 03_CH | ZUESTA | component | BufferRemainingCapacity60C | water_specific_heat_capacity_j_per_kg_per_k | 4180
2026-07-31 12:42:32 UTC | bp01_03_CH_ZUESTA | bp01 | 03_CH | ZUESTA | component | SolarThermalDHW_BP10 | building_name | BUI1
2026-07-31 12:42:32 UTC | bp01_03_CH_ZUESTA | bp01 | 03_CH | ZUESTA | component | SolarThermalDHW_BP10 | name | SolarThermalDHW_BP10
2026-07-31 12:42:32 UTC | bp01_03_CH_ZUESTA | bp01 | 03_CH | ZUESTA | component | SolarThermalDHW_BP10 | azimuth | 18
2026-07-31 12:42:32 UTC | bp01_03_CH_ZUESTA | bp01 | 03_CH | ZUESTA | component | SolarThermalDHW_BP10 | tilt | 3
2026-07-31 12:42:32 UTC | bp01_03_CH_ZUESTA | bp01 | 03_CH | ZUESTA | component | SolarThermalDHW_BP10 | area_m2 | 12
2026-07-31 12:42:32 UTC | bp01_03_CH_ZUESTA | bp01 | 03_CH | ZUESTA | component | SolarThermalDHW_BP10 | eta_0 | 0.78
2026-07-31 12:42:32 UTC | bp01_03_CH_ZUESTA | bp01 | 03_CH | ZUESTA | component | SolarThermalDHW_BP10 | a_1_w_m2_k | 3.2
2026-07-31 12:42:32 UTC | bp01_03_CH_ZUESTA | bp01 | 03_CH | ZUESTA | component | SolarThermalDHW_BP10 | a_2_w_m2_k | 0.015
2026-07-31 12:42:32 UTC | bp01_03_CH_ZUESTA | bp01 | 03_CH | ZUESTA | component | SolarThermalDHW_BP10 | old_solar_pump | false
2026-07-31 12:42:32 UTC | bp01_03_CH_ZUESTA | bp01 | 03_CH | ZUESTA | component | SolarThermalDHW_BP10 | source_weight | 1
2026-07-31 12:42:32 UTC | bp01_03_CH_ZUESTA | bp01 | 03_CH | ZUESTA | component | SolarThermalSystemController_BP10 | building_name | BUI1
2026-07-31 12:42:32 UTC | bp01_03_CH_ZUESTA | bp01 | 03_CH | ZUESTA | component | SolarThermalSystemController_BP10 | name | SolarThermalSystemController_BP10
2026-07-31 12:42:32 UTC | bp01_03_CH_ZUESTA | bp01 | 03_CH | ZUESTA | component | SolarThermalSystemController_BP10 | set_temperature_difference_for_on | 10
2026-07-31 12:42:32 UTC | bp01_03_CH_ZUESTA | bp01 | 03_CH | ZUESTA | component | PelletBoilerController | building_name | BUI1
2026-07-31 12:42:32 UTC | bp01_03_CH_ZUESTA | bp01 | 03_CH | ZUESTA | component | PelletBoilerController | name | PelletBoilerController
2026-07-31 12:42:32 UTC | bp01_03_CH_ZUESTA | bp01 | 03_CH | ZUESTA | component | PelletBoilerController | is_modulating | true
2026-07-31 12:42:32 UTC | bp01_03_CH_ZUESTA | bp01 | 03_CH | ZUESTA | component | PelletBoilerController | set_heating_threshold_outside_temperature_in_celsius | 16
2026-07-31 12:42:32 UTC | bp01_03_CH_ZUESTA | bp01 | 03_CH | ZUESTA | component | PelletBoilerController | minimal_thermal_power_in_watt
2026-07-31 12:42:32 UTC | bp01_03_CH_ZUESTA | bp01 | 03_CH | ZUESTA | component | PelletBoilerController | maximal_thermal_power_in_watt | 7020
2026-07-31 12:42:32 UTC | bp01_03_CH_ZUESTA | bp01 | 03_CH | ZUESTA | component | PelletBoilerController | set_temperature_difference_for_full_power | 5
2026-07-31 12:42:32 UTC | bp01_03_CH_ZUESTA | bp01 | 03_CH | ZUESTA | component | PelletBoilerController | minimum_runtime_in_seconds | 7200
2026-07-31 12:42:32 UTC | bp01_03_CH_ZUESTA | bp01 | 03_CH | ZUESTA | component | PelletBoilerController | minimum_resting_time_in_seconds | 5400
2026-07-31 12:42:32 UTC | bp01_03_CH_ZUESTA | bp01 | 03_CH | ZUESTA | component | PelletBoilerController | with_domestic_hot_water_preparation | true
2026-07-31 12:42:32 UTC | bp01_03_CH_ZUESTA | bp01 | 03_CH | ZUESTA | component | PelletBoilerController | secondary_mode | true
2026-07-31 12:42:32 UTC | bp01_03_CH_ZUESTA | bp01 | 03_CH | ZUESTA | component | PelletBoilerController | hysteresis_water_temperature_offset | 10
2026-07-31 12:42:32 UTC | bp01_03_CH_ZUESTA | bp01 | 03_CH | ZUESTA | component | PelletBoilerController | seasonal_modulation_minimum_enabled | true
2026-07-31 12:42:32 UTC | bp01_03_CH_ZUESTA | bp01 | 03_CH | ZUESTA | component | PelletBoilerController | winter_modulation_minimum_thermal_power_in_watt | 117
2026-07-31 12:42:32 UTC | bp01_03_CH_ZUESTA | bp01 | 03_CH | ZUESTA | component | PelletBoilerController | summer_modulation_minimum_thermal_power_in_watt
2026-07-31 12:42:32 UTC | bp01_03_CH_ZUESTA | bp01 | 03_CH | ZUESTA | component | PelletBoilerController | summer_modulation_daily_avg_outdoor_temperature_threshold_celsius | 16
2026-07-31 12:42:32 UTC | bp01_03_CH_ZUESTA | bp01 | 03_CH | ZUESTA | heat_generator | PelletBoiler | minimal_thermal_power_in_watt
2026-07-31 12:42:32 UTC | bp01_03_CH_ZUESTA | bp01 | 03_CH | ZUESTA | heat_generator | PelletBoiler | maximal_thermal_power_in_watt | 7020
2026-07-31 12:42:32 UTC | bp01_03_CH_ZUESTA | bp01 | 03_CH | ZUESTA | heat_generator | PelletBoiler | eff_th_min | 0.6
2026-07-31 12:42:32 UTC | bp01_03_CH_ZUESTA | bp01 | 03_CH | ZUESTA | heat_generator | PelletBoiler | eff_th_max | 0.9
2026-07-31 12:42:32 UTC | bp01_03_CH_ZUESTA | bp01 | 03_CH | ZUESTA | heat_generator | PelletBoiler | boiler_type | BoilerType.CONVENTIONAL
2026-07-31 12:42:32 UTC | bp01_03_CH_ZUESTA | bp01 | 03_CH | ZUESTA | heat_generator | PelletBoiler | energy_carrier | LoadTypes.PELLETS
2026-07-31 12:42:32 UTC | bp01_03_CH_ZUESTA | bp01 | 03_CH | ZUESTA | component | FuelMeter | building_name | BUI1
2026-07-31 12:42:32 UTC | bp01_03_CH_ZUESTA | bp01 | 03_CH | ZUESTA | component | FuelMeter | name | FuelMeter
2026-07-31 12:42:32 UTC | bp01_03_CH_ZUESTA | bp01 | 03_CH | ZUESTA | component | FuelMeter | fuel_loadtype | LoadTypes.PELLETS
2026-07-31 12:42:32 UTC | bp01_03_CH_ZUESTA | bp01 | 03_CH | ZUESTA | component | FuelMeter | heating_value_of_fuel_in_kwh_per_liter | 3.25
2026-07-31 12:42:32 UTC | bp01_03_CH_ZUESTA | bp01 | 03_CH | ZUESTA | component | FuelMeter | fuel_density_in_kg_per_m3 | 650
2026-07-31 12:42:32 UTC | bp01_03_CH_ZUESTA | bp01 | 03_CH | ZUESTA | component | HeatGeneratorTotalThermalPower | building_name | BUI1
2026-07-31 12:42:32 UTC | bp01_03_CH_ZUESTA | bp01 | 03_CH | ZUESTA | component | HeatGeneratorTotalThermalPower | name | HeatGeneratorTotalThermalPower
2026-07-31 12:42:32 UTC | bp01_03_CH_ZUESTA | bp01 | 03_CH | ZUESTA | component | HeatGeneratorTotalThermalPower | loadtype | LoadTypes.ANY
2026-07-31 12:42:32 UTC | bp01_03_CH_ZUESTA | bp01 | 03_CH | ZUESTA | component | HeatGeneratorTotalThermalPower | unit | Units.WATT
2026-07-31 12:42:32 UTC | bp01_03_CH_ZUESTA | bp01 | 03_CH | ZUESTA | component | HeatGeneratorPlantDhwThermalPower | building_name | BUI1
2026-07-31 12:42:32 UTC | bp01_03_CH_ZUESTA | bp01 | 03_CH | ZUESTA | component | HeatGeneratorPlantDhwThermalPower | name | HeatGeneratorPlantDhwThermalPower
2026-07-31 12:42:32 UTC | bp01_03_CH_ZUESTA | bp01 | 03_CH | ZUESTA | component | HeatGeneratorPlantDhwThermalPower | loadtype | LoadTypes.ANY
2026-07-31 12:42:32 UTC | bp01_03_CH_ZUESTA | bp01 | 03_CH | ZUESTA | component | HeatGeneratorPlantDhwThermalPower | unit | Units.WATT
2026-07-31 12:42:32 UTC | bp01_03_CH_ZUESTA | bp01 | 03_CH | ZUESTA | component | SolarDhwThermalPower | building_name | BUI1
2026-07-31 12:42:32 UTC | bp01_03_CH_ZUESTA | bp01 | 03_CH | ZUESTA | component | SolarDhwThermalPower | name | SolarDhwThermalPower
2026-07-31 12:42:32 UTC | bp01_03_CH_ZUESTA | bp01 | 03_CH | ZUESTA | component | SolarDhwThermalPower | loadtype | LoadTypes.ANY
2026-07-31 12:42:32 UTC | bp01_03_CH_ZUESTA | bp01 | 03_CH | ZUESTA | component | SolarDhwThermalPower | unit | Units.WATT
2026-07-31 12:42:32 UTC | bp01_03_CH_ZUESTA | bp01 | 03_CH | ZUESTA | component | FlexibilityPotential | building_name | BUI1
2026-07-31 12:42:32 UTC | bp01_03_CH_ZUESTA | bp01 | 03_CH | ZUESTA | component | FlexibilityPotential | name | FlexibilityPotential
2026-07-31 12:42:32 UTC | bp01_03_CH_ZUESTA | bp01 | 03_CH | ZUESTA | component | FlexibilityPotential | fallback_heating_cop | 1
2026-07-31 12:42:32 UTC | bp01_03_CH_ZUESTA | bp01 | 03_CH | ZUESTA | component | FlexibilityPotential | fallback_cooling_eer
2026-07-31 12:42:32 UTC | bp01_04_CH_ZUESTA | bp01 | 04_CH | ZUESTA | simulation | SimulationParameters | year | 2050
2026-07-31 12:42:32 UTC | bp01_04_CH_ZUESTA | bp01 | 04_CH | ZUESTA | simulation | SimulationParameters | seconds_per_timestep | 9 | s
2026-07-31 12:42:32 UTC | bp01_04_CH_ZUESTA | bp01 | 04_CH | ZUESTA | simulation | SimulationParameters | country | CH
2026-07-31 12:42:32 UTC | bp01_04_CH_ZUESTA | bp01 | 04_CH | ZUESTA | cli | cli_overrides | ARCH | 04_CH
2026-07-31 12:42:32 UTC | bp01_04_CH_ZUESTA | bp01 | 04_CH | ZUESTA | cli | cli_overrides | WEATHER | ZUESTA
2026-07-31 12:42:32 UTC | bp01_04_CH_ZUESTA | bp01 | 04_CH | ZUESTA | cli | cli_overrides | TIME_HORIZON | future
2026-07-31 12:42:32 UTC | bp01_04_CH_ZUESTA | bp01 | 04_CH | ZUESTA | cli | cli_overrides | SCENARIO | none
2026-07-31 12:42:32 UTC | bp01_04_CH_ZUESTA | bp01 | 04_CH | ZUESTA | cli | cli_overrides | OCC | SIA2024
2026-07-31 12:42:32 UTC | bp01_04_CH_ZUESTA | bp01 | 04_CH | ZUESTA | cli | cli_overrides | HEATGEN_SIZING | IDEAL_LOOKUP
2026-07-31 12:42:32 UTC | bp01_04_CH_ZUESTA | bp01 | 04_CH | ZUESTA | cli | cli_overrides | HP_SHARE_OF_IDEAL | 0.8
2026-07-31 12:42:32 UTC | bp01_04_CH_ZUESTA | bp01 | 04_CH | ZUESTA | internal_loads | SIA2024Occupancy | conditioned_floor_area_in_m2 | 19
2026-07-31 12:42:32 UTC | bp01_04_CH_ZUESTA | bp01 | 04_CH | ZUESTA | internal_loads | SIA2024Occupancy | appliances_load_w_per_m2 | 1
2026-07-31 12:42:32 UTC | bp01_04_CH_ZUESTA | bp01 | 04_CH | ZUESTA | internal_loads | SIA2024Occupancy | lighting_load_w_per_m2 | 3
2026-07-31 12:42:32 UTC | bp01_04_CH_ZUESTA | bp01 | 04_CH | ZUESTA | internal_loads | SIA2024Occupancy | lighting_annual_full_load_hours | 846
2026-07-31 12:42:32 UTC | bp01_04_CH_ZUESTA | bp01 | 04_CH | ZUESTA | internal_loads | SIA2024Occupancy | appliances_yearly_utilization_per_month | 0.7995
2026-07-31 12:42:32 UTC | bp01_04_CH_ZUESTA | bp01 | 04_CH | ZUESTA | weather | Weather | source_path | C:\Users\het\HiSim\hisim\inputs\weather\custom_csv\Zurich\NABZUE_2060_RCP85_DRY.csv
2026-07-31 12:42:32 UTC | bp01_04_CH_ZUESTA | bp01 | 04_CH | ZUESTA | weather | Weather | location | Zurich
2026-07-31 12:42:32 UTC | bp01_04_CH_ZUESTA | bp01 | 04_CH | ZUESTA | weather | Weather | name | Weather
2026-07-31 12:42:32 UTC | bp01_04_CH_ZUESTA | bp01 | 04_CH | ZUESTA | component | ElectricityMeter | building_name | BUI1
2026-07-31 12:42:32 UTC | bp01_04_CH_ZUESTA | bp01 | 04_CH | ZUESTA | component | ElectricityMeter | name | ElectricityMeter
2026-07-31 12:42:32 UTC | bp01_04_CH_ZUESTA | bp01 | 04_CH | ZUESTA | building | Building | building_name | 1961_1970
2026-07-31 12:42:32 UTC | bp01_04_CH_ZUESTA | bp01 | 04_CH | ZUESTA | building | Building | building_code | AT.N.SFH.04.Gen.ReEx.001.002
2026-07-31 12:42:32 UTC | bp01_04_CH_ZUESTA | bp01 | 04_CH | ZUESTA | building | Building | building_heat_capacity_class | heavy
2026-07-31 12:42:32 UTC | bp01_04_CH_ZUESTA | bp01 | 04_CH | ZUESTA | building | Building | absolute_conditioned_floor_area_in_m2 | 190
2026-07-31 12:42:32 UTC | bp01_04_CH_ZUESTA | bp01 | 04_CH | ZUESTA | building | Building | heating_reference_temperature_in_celsius | -8
2026-07-31 12:42:32 UTC | bp01_04_CH_ZUESTA | bp01 | 04_CH | ZUESTA | building | Building | floor_u_value_in_watt_per_m2_per_kelvin | 1
2026-07-31 12:42:32 UTC | bp01_04_CH_ZUESTA | bp01 | 04_CH | ZUESTA | building | Building | floor_area_in_m2 | 99.2
2026-07-31 12:42:32 UTC | bp01_04_CH_ZUESTA | bp01 | 04_CH | ZUESTA | building | Building | facade_u_value_in_watt_per_m2_per_kelvin | 0.7
2026-07-31 12:42:32 UTC | bp01_04_CH_ZUESTA | bp01 | 04_CH | ZUESTA | building | Building | facade_area_in_m2 | 163.4
2026-07-31 12:42:32 UTC | bp01_04_CH_ZUESTA | bp01 | 04_CH | ZUESTA | building | Building | roof_u_value_in_watt_per_m2_per_kelvin | 0.47
2026-07-31 12:42:32 UTC | bp01_04_CH_ZUESTA | bp01 | 04_CH | ZUESTA | building | Building | roof_area_in_m2 | 108.8
2026-07-31 12:42:32 UTC | bp01_04_CH_ZUESTA | bp01 | 04_CH | ZUESTA | building | Building | window_u_value_in_watt_per_m2_per_kelvin | 1.7
2026-07-31 12:42:32 UTC | bp01_04_CH_ZUESTA | bp01 | 04_CH | ZUESTA | building | Building | window_area_in_m2 | 30.4
2026-07-31 12:42:32 UTC | bp01_04_CH_ZUESTA | bp01 | 04_CH | ZUESTA | building | Building | door_u_value_in_watt_per_m2_per_kelvin
2026-07-31 12:42:32 UTC | bp01_04_CH_ZUESTA | bp01 | 04_CH | ZUESTA | building | Building | door_area_in_m2
2026-07-31 12:42:32 UTC | bp01_04_CH_ZUESTA | bp01 | 04_CH | ZUESTA | building | Building | set_heating_temperature_in_celsius | 20.5
2026-07-31 12:42:32 UTC | bp01_04_CH_ZUESTA | bp01 | 04_CH | ZUESTA | building | Building | set_cooling_temperature_in_celsius | 99
2026-07-31 12:42:32 UTC | bp01_04_CH_ZUESTA | bp01 | 04_CH | ZUESTA | building | Building | natural_ventilation_m3_per_h_per_person | 29
2026-07-31 12:42:32 UTC | bp01_04_CH_ZUESTA | bp01 | 04_CH | ZUESTA | building | Building | sia_natural_ventilation_m3_per_h_per_m2 | 0.6
2026-07-31 12:42:32 UTC | bp01_04_CH_ZUESTA | bp01 | 04_CH | ZUESTA | building | Building | swiss_infiltration_rate_per_h | 0.3
2026-07-31 12:42:32 UTC | bp01_04_CH_ZUESTA | bp01 | 04_CH | ZUESTA | building | Building | heating_demand_mode | iso13790
2026-07-31 12:42:32 UTC | bp01_04_CH_ZUESTA | bp01 | 04_CH | ZUESTA | building | Building | operative_heating_proportional_band_in_celsius | 1
2026-07-31 12:42:32 UTC | bp01_04_CH_ZUESTA | bp01 | 04_CH | ZUESTA | building | Building | operative_heating_proportional_gain | 1
2026-07-31 12:42:32 UTC | bp01_04_CH_ZUESTA | bp01 | 04_CH | ZUESTA | building | Building | control_comfort_lower_bound_shift_in_celsius
2026-07-31 12:42:32 UTC | bp01_04_CH_ZUESTA | bp01 | 04_CH | ZUESTA | building | Building | comfort_aware_seasonal_heating_gate | true
2026-07-31 12:42:32 UTC | bp01_04_CH_ZUESTA | bp01 | 04_CH | ZUESTA | component | StrictComfortDemandController | building_name | BUI1
2026-07-31 12:42:32 UTC | bp01_04_CH_ZUESTA | bp01 | 04_CH | ZUESTA | component | StrictComfortDemandController | name | StrictComfortDemandController
2026-07-31 12:42:32 UTC | bp01_04_CH_ZUESTA | bp01 | 04_CH | ZUESTA | component | StrictComfortDemandController | temperature_air_heating_in_celsius | 20.5
2026-07-31 12:42:32 UTC | bp01_04_CH_ZUESTA | bp01 | 04_CH | ZUESTA | component | StrictComfortDemandController | temperature_air_cooling_in_celsius | 24
2026-07-31 12:42:32 UTC | bp01_04_CH_ZUESTA | bp01 | 04_CH | ZUESTA | component | StrictComfortDemandController | offset | 0.5
2026-07-31 12:42:32 UTC | bp01_04_CH_ZUESTA | bp01 | 04_CH | ZUESTA | component | StrictComfortDemandController | mode | 2
2026-07-31 12:42:32 UTC | bp01_04_CH_ZUESTA | bp01 | 04_CH | ZUESTA | component | StrictComfortDemandController | use_adaptive_comfort_band | true
2026-07-31 12:42:32 UTC | bp01_04_CH_ZUESTA | bp01 | 04_CH | ZUESTA | component | StrictComfortDemandController | control_strategy | strict_comfort_band_v1
2026-07-31 12:42:32 UTC | bp01_04_CH_ZUESTA | bp01 | 04_CH | ZUESTA | component | StrictComfortDemandController | comfort_band_inner_offset_in_celsius | 0.5
2026-07-31 12:42:32 UTC | bp01_04_CH_ZUESTA | bp01 | 04_CH | ZUESTA | component | StrictComfortDemandController | comfort_band_inner_offset_lower_in_celsius | 1
2026-07-31 12:42:32 UTC | bp01_04_CH_ZUESTA | bp01 | 04_CH | ZUESTA | component | StrictComfortDemandController | comfort_band_inner_offset_upper_in_celsius | 0.5
2026-07-31 12:42:32 UTC | bp01_04_CH_ZUESTA | bp01 | 04_CH | ZUESTA | component | StrictComfortDemandController | heating_disabled_above_running_mean_outdoor_temperature_in_celsius | 18
2026-07-31 12:42:32 UTC | bp01_04_CH_ZUESTA | bp01 | 04_CH | ZUESTA | component | StrictComfortDemandController | cooling_enabled_above_running_mean_outdoor_temperature_in_celsius | 99
2026-07-31 12:42:32 UTC | bp01_04_CH_ZUESTA | bp01 | 04_CH | ZUESTA | component | ComfortBandHeatingDemand | building_name | BUI1
2026-07-31 12:42:32 UTC | bp01_04_CH_ZUESTA | bp01 | 04_CH | ZUESTA | component | ComfortBandHeatingDemand | name | ComfortBandHeatingDemand
2026-07-31 12:42:32 UTC | bp01_04_CH_ZUESTA | bp01 | 04_CH | ZUESTA | component | ComfortBandHeatingDemand | max_heating_power_in_watt | 10850.1
2026-07-31 12:42:32 UTC | bp01_04_CH_ZUESTA | bp01 | 04_CH | ZUESTA | component | ComfortBandHeatingDemand | proportional_gain_in_watt_per_kelvin | 21700.3
2026-07-31 12:42:32 UTC | bp01_04_CH_ZUESTA | bp01 | 04_CH | ZUESTA | component | StrictComfortSetpointModifier | building_name | BUI1
2026-07-31 12:42:32 UTC | bp01_04_CH_ZUESTA | bp01 | 04_CH | ZUESTA | component | StrictComfortSetpointModifier | name | StrictComfortSetpointModifier
2026-07-31 12:42:32 UTC | bp01_04_CH_ZUESTA | bp01 | 04_CH | ZUESTA | component | StrictComfortSetpointModifier | base_heating_setpoint_in_celsius | 20.5
2026-07-31 12:42:32 UTC | bp01_04_CH_ZUESTA | bp01 | 04_CH | ZUESTA | component | StrictComfortSetpointModifier | recovery_gain | 5
2026-07-31 12:42:32 UTC | bp01_04_CH_ZUESTA | bp01 | 04_CH | ZUESTA | component | StrictComfortSetpointModifier | max_recovery_boost_in_celsius | 5
2026-07-31 12:42:32 UTC | bp01_04_CH_ZUESTA | bp01 | 04_CH | ZUESTA | component | StrictComfortSetpointModifier | clamp_min_modifier_in_celsius
2026-07-31 12:42:32 UTC | bp01_04_CH_ZUESTA | bp01 | 04_CH | ZUESTA | component | StrictComfortSetpointModifier | clamp_max_modifier_in_celsius | 15
2026-07-31 12:42:32 UTC | bp01_04_CH_ZUESTA | bp01 | 04_CH | ZUESTA | component | HeatDistributionController | building_name | BUI1
2026-07-31 12:42:32 UTC | bp01_04_CH_ZUESTA | bp01 | 04_CH | ZUESTA | component | HeatDistributionController | name | HeatDistributionController
2026-07-31 12:42:32 UTC | bp01_04_CH_ZUESTA | bp01 | 04_CH | ZUESTA | component | HeatDistributionController | heating_system | HeatDistributionSystemType.FLOORHEATING
2026-07-31 12:42:32 UTC | bp01_04_CH_ZUESTA | bp01 | 04_CH | ZUESTA | component | HeatDistributionController | set_heating_threshold_outside_temperature_in_celsius | 16
2026-07-31 12:42:32 UTC | bp01_04_CH_ZUESTA | bp01 | 04_CH | ZUESTA | component | HeatDistributionController | heating_reference_temperature_in_celsius | -8
2026-07-31 12:42:32 UTC | bp01_04_CH_ZUESTA | bp01 | 04_CH | ZUESTA | component | HeatDistributionController | set_heating_temperature_for_building_in_celsius | 20.5
2026-07-31 12:42:32 UTC | bp01_04_CH_ZUESTA | bp01 | 04_CH | ZUESTA | component | HeatDistributionController | set_cooling_temperature_for_building_in_celsius | 99
2026-07-31 12:42:32 UTC | bp01_04_CH_ZUESTA | bp01 | 04_CH | ZUESTA | component | HeatDistributionController | heating_load_of_building_in_watt | 10850.1
2026-07-31 12:42:32 UTC | bp01_04_CH_ZUESTA | bp01 | 04_CH | ZUESTA | heat_distribution | HeatDistributionSystem | absolute_conditioned_floor_area_in_m2 | 19
2026-07-31 12:42:32 UTC | bp01_04_CH_ZUESTA | bp01 | 04_CH | ZUESTA | thermal_storage | SimpleHotWaterStorage | volume_heating_water_storage_in_liter | 542.5
2026-07-31 12:42:32 UTC | bp01_04_CH_ZUESTA | bp01 | 04_CH | ZUESTA | component | BufferRemainingCapacity60C | building_name | BUI1
2026-07-31 12:42:32 UTC | bp01_04_CH_ZUESTA | bp01 | 04_CH | ZUESTA | component | BufferRemainingCapacity60C | name | BufferRemainingCapacity60C
2026-07-31 12:42:32 UTC | bp01_04_CH_ZUESTA | bp01 | 04_CH | ZUESTA | component | BufferRemainingCapacity60C | volume_heating_water_storage_in_liter | 542.5
2026-07-31 12:42:32 UTC | bp01_04_CH_ZUESTA | bp01 | 04_CH | ZUESTA | component | BufferRemainingCapacity60C | max_temperature_in_celsius | 6
2026-07-31 12:42:32 UTC | bp01_04_CH_ZUESTA | bp01 | 04_CH | ZUESTA | component | BufferRemainingCapacity60C | water_density_kg_per_liter | 0.992
2026-07-31 12:42:32 UTC | bp01_04_CH_ZUESTA | bp01 | 04_CH | ZUESTA | component | BufferRemainingCapacity60C | water_specific_heat_capacity_j_per_kg_per_k | 4180
2026-07-31 12:42:32 UTC | bp01_04_CH_ZUESTA | bp01 | 04_CH | ZUESTA | component | SolarThermalDHW_BP10 | building_name | BUI1
2026-07-31 12:42:32 UTC | bp01_04_CH_ZUESTA | bp01 | 04_CH | ZUESTA | component | SolarThermalDHW_BP10 | name | SolarThermalDHW_BP10
2026-07-31 12:42:32 UTC | bp01_04_CH_ZUESTA | bp01 | 04_CH | ZUESTA | component | SolarThermalDHW_BP10 | azimuth | 18
2026-07-31 12:42:32 UTC | bp01_04_CH_ZUESTA | bp01 | 04_CH | ZUESTA | component | SolarThermalDHW_BP10 | tilt | 3
2026-07-31 12:42:32 UTC | bp01_04_CH_ZUESTA | bp01 | 04_CH | ZUESTA | component | SolarThermalDHW_BP10 | area_m2 | 12
2026-07-31 12:42:32 UTC | bp01_04_CH_ZUESTA | bp01 | 04_CH | ZUESTA | component | SolarThermalDHW_BP10 | eta_0 | 0.78
2026-07-31 12:42:32 UTC | bp01_04_CH_ZUESTA | bp01 | 04_CH | ZUESTA | component | SolarThermalDHW_BP10 | a_1_w_m2_k | 3.2
2026-07-31 12:42:32 UTC | bp01_04_CH_ZUESTA | bp01 | 04_CH | ZUESTA | component | SolarThermalDHW_BP10 | a_2_w_m2_k | 0.015
2026-07-31 12:42:32 UTC | bp01_04_CH_ZUESTA | bp01 | 04_CH | ZUESTA | component | SolarThermalDHW_BP10 | old_solar_pump | false
2026-07-31 12:42:32 UTC | bp01_04_CH_ZUESTA | bp01 | 04_CH | ZUESTA | component | SolarThermalDHW_BP10 | source_weight | 1
2026-07-31 12:42:32 UTC | bp01_04_CH_ZUESTA | bp01 | 04_CH | ZUESTA | component | SolarThermalSystemController_BP10 | building_name | BUI1
2026-07-31 12:42:32 UTC | bp01_04_CH_ZUESTA | bp01 | 04_CH | ZUESTA | component | SolarThermalSystemController_BP10 | name | SolarThermalSystemController_BP10
2026-07-31 12:42:32 UTC | bp01_04_CH_ZUESTA | bp01 | 04_CH | ZUESTA | component | SolarThermalSystemController_BP10 | set_temperature_difference_for_on | 10
2026-07-31 12:42:32 UTC | bp01_04_CH_ZUESTA | bp01 | 04_CH | ZUESTA | component | PelletBoilerController | building_name | BUI1
2026-07-31 12:42:32 UTC | bp01_04_CH_ZUESTA | bp01 | 04_CH | ZUESTA | component | PelletBoilerController | name | PelletBoilerController
2026-07-31 12:42:32 UTC | bp01_04_CH_ZUESTA | bp01 | 04_CH | ZUESTA | component | PelletBoilerController | is_modulating | true
2026-07-31 12:42:32 UTC | bp01_04_CH_ZUESTA | bp01 | 04_CH | ZUESTA | component | PelletBoilerController | set_heating_threshold_outside_temperature_in_celsius | 16
2026-07-31 12:42:32 UTC | bp01_04_CH_ZUESTA | bp01 | 04_CH | ZUESTA | component | PelletBoilerController | minimal_thermal_power_in_watt
2026-07-31 12:42:32 UTC | bp01_04_CH_ZUESTA | bp01 | 04_CH | ZUESTA | component | PelletBoilerController | maximal_thermal_power_in_watt | 7330
2026-07-31 12:42:32 UTC | bp01_04_CH_ZUESTA | bp01 | 04_CH | ZUESTA | component | PelletBoilerController | set_temperature_difference_for_full_power | 5
2026-07-31 12:42:32 UTC | bp01_04_CH_ZUESTA | bp01 | 04_CH | ZUESTA | component | PelletBoilerController | minimum_runtime_in_seconds | 7200
2026-07-31 12:42:32 UTC | bp01_04_CH_ZUESTA | bp01 | 04_CH | ZUESTA | component | PelletBoilerController | minimum_resting_time_in_seconds | 5400
2026-07-31 12:42:32 UTC | bp01_04_CH_ZUESTA | bp01 | 04_CH | ZUESTA | component | PelletBoilerController | with_domestic_hot_water_preparation | true
2026-07-31 12:42:32 UTC | bp01_04_CH_ZUESTA | bp01 | 04_CH | ZUESTA | component | PelletBoilerController | secondary_mode | true
2026-07-31 12:42:32 UTC | bp01_04_CH_ZUESTA | bp01 | 04_CH | ZUESTA | component | PelletBoilerController | hysteresis_water_temperature_offset | 10
2026-07-31 12:42:32 UTC | bp01_04_CH_ZUESTA | bp01 | 04_CH | ZUESTA | component | PelletBoilerController | seasonal_modulation_minimum_enabled | true
2026-07-31 12:42:32 UTC | bp01_04_CH_ZUESTA | bp01 | 04_CH | ZUESTA | component | PelletBoilerController | winter_modulation_minimum_thermal_power_in_watt | 122.2
2026-07-31 12:42:32 UTC | bp01_04_CH_ZUESTA | bp01 | 04_CH | ZUESTA | component | PelletBoilerController | summer_modulation_minimum_thermal_power_in_watt
2026-07-31 12:42:32 UTC | bp01_04_CH_ZUESTA | bp01 | 04_CH | ZUESTA | component | PelletBoilerController | summer_modulation_daily_avg_outdoor_temperature_threshold_celsius | 16
2026-07-31 12:42:32 UTC | bp01_04_CH_ZUESTA | bp01 | 04_CH | ZUESTA | heat_generator | PelletBoiler | minimal_thermal_power_in_watt
2026-07-31 12:42:32 UTC | bp01_04_CH_ZUESTA | bp01 | 04_CH | ZUESTA | heat_generator | PelletBoiler | maximal_thermal_power_in_watt | 7330
2026-07-31 12:42:32 UTC | bp01_04_CH_ZUESTA | bp01 | 04_CH | ZUESTA | heat_generator | PelletBoiler | eff_th_min | 0.6
2026-07-31 12:42:32 UTC | bp01_04_CH_ZUESTA | bp01 | 04_CH | ZUESTA | heat_generator | PelletBoiler | eff_th_max | 0.9
2026-07-31 12:42:32 UTC | bp01_04_CH_ZUESTA | bp01 | 04_CH | ZUESTA | heat_generator | PelletBoiler | boiler_type | BoilerType.CONVENTIONAL
2026-07-31 12:42:32 UTC | bp01_04_CH_ZUESTA | bp01 | 04_CH | ZUESTA | heat_generator | PelletBoiler | energy_carrier | LoadTypes.PELLETS
2026-07-31 12:42:32 UTC | bp01_04_CH_ZUESTA | bp01 | 04_CH | ZUESTA | component | FuelMeter | building_name | BUI1
2026-07-31 12:42:32 UTC | bp01_04_CH_ZUESTA | bp01 | 04_CH | ZUESTA | component | FuelMeter | name | FuelMeter
2026-07-31 12:42:32 UTC | bp01_04_CH_ZUESTA | bp01 | 04_CH | ZUESTA | component | FuelMeter | fuel_loadtype | LoadTypes.PELLETS
2026-07-31 12:42:32 UTC | bp01_04_CH_ZUESTA | bp01 | 04_CH | ZUESTA | component | FuelMeter | heating_value_of_fuel_in_kwh_per_liter | 3.25
2026-07-31 12:42:32 UTC | bp01_04_CH_ZUESTA | bp01 | 04_CH | ZUESTA | component | FuelMeter | fuel_density_in_kg_per_m3 | 650
2026-07-31 12:42:32 UTC | bp01_04_CH_ZUESTA | bp01 | 04_CH | ZUESTA | component | HeatGeneratorTotalThermalPower | building_name | BUI1
2026-07-31 12:42:32 UTC | bp01_04_CH_ZUESTA | bp01 | 04_CH | ZUESTA | component | HeatGeneratorTotalThermalPower | name | HeatGeneratorTotalThermalPower
2026-07-31 12:42:32 UTC | bp01_04_CH_ZUESTA | bp01 | 04_CH | ZUESTA | component | HeatGeneratorTotalThermalPower | loadtype | LoadTypes.ANY
2026-07-31 12:42:32 UTC | bp01_04_CH_ZUESTA | bp01 | 04_CH | ZUESTA | component | HeatGeneratorTotalThermalPower | unit | Units.WATT
2026-07-31 12:42:32 UTC | bp01_04_CH_ZUESTA | bp01 | 04_CH | ZUESTA | component | HeatGeneratorPlantDhwThermalPower | building_name | BUI1
2026-07-31 12:42:32 UTC | bp01_04_CH_ZUESTA | bp01 | 04_CH | ZUESTA | component | HeatGeneratorPlantDhwThermalPower | name | HeatGeneratorPlantDhwThermalPower
2026-07-31 12:42:32 UTC | bp01_04_CH_ZUESTA | bp01 | 04_CH | ZUESTA | component | HeatGeneratorPlantDhwThermalPower | loadtype | LoadTypes.ANY
2026-07-31 12:42:32 UTC | bp01_04_CH_ZUESTA | bp01 | 04_CH | ZUESTA | component | HeatGeneratorPlantDhwThermalPower | unit | Units.WATT
2026-07-31 12:42:32 UTC | bp01_04_CH_ZUESTA | bp01 | 04_CH | ZUESTA | component | SolarDhwThermalPower | building_name | BUI1
2026-07-31 12:42:32 UTC | bp01_04_CH_ZUESTA | bp01 | 04_CH | ZUESTA | component | SolarDhwThermalPower | name | SolarDhwThermalPower
2026-07-31 12:42:32 UTC | bp01_04_CH_ZUESTA | bp01 | 04_CH | ZUESTA | component | SolarDhwThermalPower | loadtype | LoadTypes.ANY
2026-07-31 12:42:32 UTC | bp01_04_CH_ZUESTA | bp01 | 04_CH | ZUESTA | component | SolarDhwThermalPower | unit | Units.WATT
2026-07-31 12:42:32 UTC | bp01_04_CH_ZUESTA | bp01 | 04_CH | ZUESTA | component | FlexibilityPotential | building_name | BUI1
2026-07-31 12:42:32 UTC | bp01_04_CH_ZUESTA | bp01 | 04_CH | ZUESTA | component | FlexibilityPotential | name | FlexibilityPotential
2026-07-31 12:42:32 UTC | bp01_04_CH_ZUESTA | bp01 | 04_CH | ZUESTA | component | FlexibilityPotential | fallback_heating_cop | 1
2026-07-31 12:42:32 UTC | bp01_04_CH_ZUESTA | bp01 | 04_CH | ZUESTA | component | FlexibilityPotential | fallback_cooling_eer
2026-07-31 12:42:32 UTC | bp01_05_CH_ZUESTA | bp01 | 05_CH | ZUESTA | simulation | SimulationParameters | year | 2050
2026-07-31 12:42:32 UTC | bp01_05_CH_ZUESTA | bp01 | 05_CH | ZUESTA | simulation | SimulationParameters | seconds_per_timestep | 9 | s
2026-07-31 12:42:32 UTC | bp01_05_CH_ZUESTA | bp01 | 05_CH | ZUESTA | simulation | SimulationParameters | country | CH
2026-07-31 12:42:32 UTC | bp01_05_CH_ZUESTA | bp01 | 05_CH | ZUESTA | cli | cli_overrides | ARCH | 05_CH
2026-07-31 12:42:32 UTC | bp01_05_CH_ZUESTA | bp01 | 05_CH | ZUESTA | cli | cli_overrides | WEATHER | ZUESTA
2026-07-31 12:42:32 UTC | bp01_05_CH_ZUESTA | bp01 | 05_CH | ZUESTA | cli | cli_overrides | TIME_HORIZON | future
2026-07-31 12:42:32 UTC | bp01_05_CH_ZUESTA | bp01 | 05_CH | ZUESTA | cli | cli_overrides | SCENARIO | none
2026-07-31 12:42:32 UTC | bp01_05_CH_ZUESTA | bp01 | 05_CH | ZUESTA | cli | cli_overrides | OCC | SIA2024
2026-07-31 12:42:32 UTC | bp01_05_CH_ZUESTA | bp01 | 05_CH | ZUESTA | cli | cli_overrides | HEATGEN_SIZING | IDEAL_LOOKUP
2026-07-31 12:42:32 UTC | bp01_05_CH_ZUESTA | bp01 | 05_CH | ZUESTA | cli | cli_overrides | HP_SHARE_OF_IDEAL | 0.8
2026-07-31 12:42:32 UTC | bp01_05_CH_ZUESTA | bp01 | 05_CH | ZUESTA | internal_loads | SIA2024Occupancy | conditioned_floor_area_in_m2 | 2
2026-07-31 12:42:32 UTC | bp01_05_CH_ZUESTA | bp01 | 05_CH | ZUESTA | internal_loads | SIA2024Occupancy | appliances_load_w_per_m2 | 1
2026-07-31 12:42:32 UTC | bp01_05_CH_ZUESTA | bp01 | 05_CH | ZUESTA | internal_loads | SIA2024Occupancy | lighting_load_w_per_m2 | 3
2026-07-31 12:42:32 UTC | bp01_05_CH_ZUESTA | bp01 | 05_CH | ZUESTA | internal_loads | SIA2024Occupancy | lighting_annual_full_load_hours | 846
2026-07-31 12:42:32 UTC | bp01_05_CH_ZUESTA | bp01 | 05_CH | ZUESTA | internal_loads | SIA2024Occupancy | appliances_yearly_utilization_per_month | 0.7995
2026-07-31 12:42:32 UTC | bp01_05_CH_ZUESTA | bp01 | 05_CH | ZUESTA | weather | Weather | source_path | C:\Users\het\HiSim\hisim\inputs\weather\custom_csv\Zurich\NABZUE_2060_RCP85_DRY.csv
2026-07-31 12:42:32 UTC | bp01_05_CH_ZUESTA | bp01 | 05_CH | ZUESTA | weather | Weather | location | Zurich
2026-07-31 12:42:32 UTC | bp01_05_CH_ZUESTA | bp01 | 05_CH | ZUESTA | weather | Weather | name | Weather
2026-07-31 12:42:32 UTC | bp01_05_CH_ZUESTA | bp01 | 05_CH | ZUESTA | component | ElectricityMeter | building_name | BUI1
2026-07-31 12:42:32 UTC | bp01_05_CH_ZUESTA | bp01 | 05_CH | ZUESTA | component | ElectricityMeter | name | ElectricityMeter
2026-07-31 12:42:32 UTC | bp01_05_CH_ZUESTA | bp01 | 05_CH | ZUESTA | building | Building | building_name | 1971_1980
2026-07-31 12:42:32 UTC | bp01_05_CH_ZUESTA | bp01 | 05_CH | ZUESTA | building | Building | building_code | AT.N.SFH.04.Gen.ReEx.001.002
2026-07-31 12:42:32 UTC | bp01_05_CH_ZUESTA | bp01 | 05_CH | ZUESTA | building | Building | building_heat_capacity_class | medium
2026-07-31 12:42:32 UTC | bp01_05_CH_ZUESTA | bp01 | 05_CH | ZUESTA | building | Building | absolute_conditioned_floor_area_in_m2 | 200
2026-07-31 12:42:32 UTC | bp01_05_CH_ZUESTA | bp01 | 05_CH | ZUESTA | building | Building | heating_reference_temperature_in_celsius | -8
2026-07-31 12:42:32 UTC | bp01_05_CH_ZUESTA | bp01 | 05_CH | ZUESTA | building | Building | floor_u_value_in_watt_per_m2_per_kelvin | 0.88
2026-07-31 12:42:32 UTC | bp01_05_CH_ZUESTA | bp01 | 05_CH | ZUESTA | building | Building | floor_area_in_m2 | 102.9
2026-07-31 12:42:32 UTC | bp01_05_CH_ZUESTA | bp01 | 05_CH | ZUESTA | building | Building | facade_u_value_in_watt_per_m2_per_kelvin | 0.56
2026-07-31 12:42:32 UTC | bp01_05_CH_ZUESTA | bp01 | 05_CH | ZUESTA | building | Building | facade_area_in_m2 | 162.6
2026-07-31 12:42:32 UTC | bp01_05_CH_ZUESTA | bp01 | 05_CH | ZUESTA | building | Building | roof_u_value_in_watt_per_m2_per_kelvin | 0.41
2026-07-31 12:42:32 UTC | bp01_05_CH_ZUESTA | bp01 | 05_CH | ZUESTA | building | Building | roof_area_in_m2 | 114.7
2026-07-31 12:42:32 UTC | bp01_05_CH_ZUESTA | bp01 | 05_CH | ZUESTA | building | Building | window_u_value_in_watt_per_m2_per_kelvin | 1.7
2026-07-31 12:42:32 UTC | bp01_05_CH_ZUESTA | bp01 | 05_CH | ZUESTA | building | Building | window_area_in_m2 | 32
2026-07-31 12:42:32 UTC | bp01_05_CH_ZUESTA | bp01 | 05_CH | ZUESTA | building | Building | door_u_value_in_watt_per_m2_per_kelvin
2026-07-31 12:42:32 UTC | bp01_05_CH_ZUESTA | bp01 | 05_CH | ZUESTA | building | Building | door_area_in_m2
2026-07-31 12:42:32 UTC | bp01_05_CH_ZUESTA | bp01 | 05_CH | ZUESTA | building | Building | set_heating_temperature_in_celsius | 20.5
2026-07-31 12:42:32 UTC | bp01_05_CH_ZUESTA | bp01 | 05_CH | ZUESTA | building | Building | set_cooling_temperature_in_celsius | 99
2026-07-31 12:42:32 UTC | bp01_05_CH_ZUESTA | bp01 | 05_CH | ZUESTA | building | Building | natural_ventilation_m3_per_h_per_person | 29
2026-07-31 12:42:32 UTC | bp01_05_CH_ZUESTA | bp01 | 05_CH | ZUESTA | building | Building | sia_natural_ventilation_m3_per_h_per_m2 | 0.6
2026-07-31 12:42:32 UTC | bp01_05_CH_ZUESTA | bp01 | 05_CH | ZUESTA | building | Building | swiss_infiltration_rate_per_h | 0.3
2026-07-31 12:42:32 UTC | bp01_05_CH_ZUESTA | bp01 | 05_CH | ZUESTA | building | Building | heating_demand_mode | iso13790
2026-07-31 12:42:32 UTC | bp01_05_CH_ZUESTA | bp01 | 05_CH | ZUESTA | building | Building | operative_heating_proportional_band_in_celsius | 1
2026-07-31 12:42:32 UTC | bp01_05_CH_ZUESTA | bp01 | 05_CH | ZUESTA | building | Building | operative_heating_proportional_gain | 1
2026-07-31 12:42:32 UTC | bp01_05_CH_ZUESTA | bp01 | 05_CH | ZUESTA | building | Building | control_comfort_lower_bound_shift_in_celsius
2026-07-31 12:42:32 UTC | bp01_05_CH_ZUESTA | bp01 | 05_CH | ZUESTA | building | Building | comfort_aware_seasonal_heating_gate | true
2026-07-31 12:42:32 UTC | bp01_05_CH_ZUESTA | bp01 | 05_CH | ZUESTA | component | StrictComfortDemandController | building_name | BUI1
2026-07-31 12:42:32 UTC | bp01_05_CH_ZUESTA | bp01 | 05_CH | ZUESTA | component | StrictComfortDemandController | name | StrictComfortDemandController
2026-07-31 12:42:32 UTC | bp01_05_CH_ZUESTA | bp01 | 05_CH | ZUESTA | component | StrictComfortDemandController | temperature_air_heating_in_celsius | 20.5
2026-07-31 12:42:32 UTC | bp01_05_CH_ZUESTA | bp01 | 05_CH | ZUESTA | component | StrictComfortDemandController | temperature_air_cooling_in_celsius | 24
2026-07-31 12:42:32 UTC | bp01_05_CH_ZUESTA | bp01 | 05_CH | ZUESTA | component | StrictComfortDemandController | offset | 0.5
2026-07-31 12:42:32 UTC | bp01_05_CH_ZUESTA | bp01 | 05_CH | ZUESTA | component | StrictComfortDemandController | mode | 2
2026-07-31 12:42:32 UTC | bp01_05_CH_ZUESTA | bp01 | 05_CH | ZUESTA | component | StrictComfortDemandController | use_adaptive_comfort_band | true
2026-07-31 12:42:32 UTC | bp01_05_CH_ZUESTA | bp01 | 05_CH | ZUESTA | component | StrictComfortDemandController | control_strategy | strict_comfort_band_v1
2026-07-31 12:42:32 UTC | bp01_05_CH_ZUESTA | bp01 | 05_CH | ZUESTA | component | StrictComfortDemandController | comfort_band_inner_offset_in_celsius | 0.5
2026-07-31 12:42:32 UTC | bp01_05_CH_ZUESTA | bp01 | 05_CH | ZUESTA | component | StrictComfortDemandController | comfort_band_inner_offset_lower_in_celsius | 1
2026-07-31 12:42:32 UTC | bp01_05_CH_ZUESTA | bp01 | 05_CH | ZUESTA | component | StrictComfortDemandController | comfort_band_inner_offset_upper_in_celsius | 0.5
2026-07-31 12:42:32 UTC | bp01_05_CH_ZUESTA | bp01 | 05_CH | ZUESTA | component | StrictComfortDemandController | heating_disabled_above_running_mean_outdoor_temperature_in_celsius | 18
2026-07-31 12:42:32 UTC | bp01_05_CH_ZUESTA | bp01 | 05_CH | ZUESTA | component | StrictComfortDemandController | cooling_enabled_above_running_mean_outdoor_temperature_in_celsius | 99
2026-07-31 12:42:32 UTC | bp01_05_CH_ZUESTA | bp01 | 05_CH | ZUESTA | component | ComfortBandHeatingDemand | building_name | BUI1
2026-07-31 12:42:32 UTC | bp01_05_CH_ZUESTA | bp01 | 05_CH | ZUESTA | component | ComfortBandHeatingDemand | name | ComfortBandHeatingDemand
2026-07-31 12:42:32 UTC | bp01_05_CH_ZUESTA | bp01 | 05_CH | ZUESTA | component | ComfortBandHeatingDemand | max_heating_power_in_watt | 10096.4
2026-07-31 12:42:32 UTC | bp01_05_CH_ZUESTA | bp01 | 05_CH | ZUESTA | component | ComfortBandHeatingDemand | proportional_gain_in_watt_per_kelvin | 20192.9
2026-07-31 12:42:32 UTC | bp01_05_CH_ZUESTA | bp01 | 05_CH | ZUESTA | component | StrictComfortSetpointModifier | building_name | BUI1
2026-07-31 12:42:32 UTC | bp01_05_CH_ZUESTA | bp01 | 05_CH | ZUESTA | component | StrictComfortSetpointModifier | name | StrictComfortSetpointModifier
2026-07-31 12:42:32 UTC | bp01_05_CH_ZUESTA | bp01 | 05_CH | ZUESTA | component | StrictComfortSetpointModifier | base_heating_setpoint_in_celsius | 20.5
2026-07-31 12:42:32 UTC | bp01_05_CH_ZUESTA | bp01 | 05_CH | ZUESTA | component | StrictComfortSetpointModifier | recovery_gain | 5
2026-07-31 12:42:32 UTC | bp01_05_CH_ZUESTA | bp01 | 05_CH | ZUESTA | component | StrictComfortSetpointModifier | max_recovery_boost_in_celsius | 5
2026-07-31 12:42:32 UTC | bp01_05_CH_ZUESTA | bp01 | 05_CH | ZUESTA | component | StrictComfortSetpointModifier | clamp_min_modifier_in_celsius
2026-07-31 12:42:32 UTC | bp01_05_CH_ZUESTA | bp01 | 05_CH | ZUESTA | component | StrictComfortSetpointModifier | clamp_max_modifier_in_celsius | 15
2026-07-31 12:42:32 UTC | bp01_05_CH_ZUESTA | bp01 | 05_CH | ZUESTA | component | HeatDistributionController | building_name | BUI1
2026-07-31 12:42:32 UTC | bp01_05_CH_ZUESTA | bp01 | 05_CH | ZUESTA | component | HeatDistributionController | name | HeatDistributionController
2026-07-31 12:42:32 UTC | bp01_05_CH_ZUESTA | bp01 | 05_CH | ZUESTA | component | HeatDistributionController | heating_system | HeatDistributionSystemType.FLOORHEATING
2026-07-31 12:42:32 UTC | bp01_05_CH_ZUESTA | bp01 | 05_CH | ZUESTA | component | HeatDistributionController | set_heating_threshold_outside_temperature_in_celsius | 16
2026-07-31 12:42:32 UTC | bp01_05_CH_ZUESTA | bp01 | 05_CH | ZUESTA | component | HeatDistributionController | heating_reference_temperature_in_celsius | -8
2026-07-31 12:42:32 UTC | bp01_05_CH_ZUESTA | bp01 | 05_CH | ZUESTA | component | HeatDistributionController | set_heating_temperature_for_building_in_celsius | 20.5
2026-07-31 12:42:32 UTC | bp01_05_CH_ZUESTA | bp01 | 05_CH | ZUESTA | component | HeatDistributionController | set_cooling_temperature_for_building_in_celsius | 99
2026-07-31 12:42:32 UTC | bp01_05_CH_ZUESTA | bp01 | 05_CH | ZUESTA | component | HeatDistributionController | heating_load_of_building_in_watt | 10096.4
2026-07-31 12:42:32 UTC | bp01_05_CH_ZUESTA | bp01 | 05_CH | ZUESTA | heat_distribution | HeatDistributionSystem | absolute_conditioned_floor_area_in_m2 | 2
2026-07-31 12:42:32 UTC | bp01_05_CH_ZUESTA | bp01 | 05_CH | ZUESTA | thermal_storage | SimpleHotWaterStorage | volume_heating_water_storage_in_liter | 504.8
2026-07-31 12:42:32 UTC | bp01_05_CH_ZUESTA | bp01 | 05_CH | ZUESTA | component | BufferRemainingCapacity60C | building_name | BUI1
2026-07-31 12:42:32 UTC | bp01_05_CH_ZUESTA | bp01 | 05_CH | ZUESTA | component | BufferRemainingCapacity60C | name | BufferRemainingCapacity60C
2026-07-31 12:42:32 UTC | bp01_05_CH_ZUESTA | bp01 | 05_CH | ZUESTA | component | BufferRemainingCapacity60C | volume_heating_water_storage_in_liter | 504.8
2026-07-31 12:42:32 UTC | bp01_05_CH_ZUESTA | bp01 | 05_CH | ZUESTA | component | BufferRemainingCapacity60C | max_temperature_in_celsius | 6
2026-07-31 12:42:32 UTC | bp01_05_CH_ZUESTA | bp01 | 05_CH | ZUESTA | component | BufferRemainingCapacity60C | water_density_kg_per_liter | 0.992
2026-07-31 12:42:32 UTC | bp01_05_CH_ZUESTA | bp01 | 05_CH | ZUESTA | component | BufferRemainingCapacity60C | water_specific_heat_capacity_j_per_kg_per_k | 4180
2026-07-31 12:42:32 UTC | bp01_05_CH_ZUESTA | bp01 | 05_CH | ZUESTA | component | SolarThermalDHW_BP10 | building_name | BUI1
2026-07-31 12:42:32 UTC | bp01_05_CH_ZUESTA | bp01 | 05_CH | ZUESTA | component | SolarThermalDHW_BP10 | name | SolarThermalDHW_BP10
2026-07-31 12:42:32 UTC | bp01_05_CH_ZUESTA | bp01 | 05_CH | ZUESTA | component | SolarThermalDHW_BP10 | azimuth | 18
2026-07-31 12:42:32 UTC | bp01_05_CH_ZUESTA | bp01 | 05_CH | ZUESTA | component | SolarThermalDHW_BP10 | tilt | 3
2026-07-31 12:42:32 UTC | bp01_05_CH_ZUESTA | bp01 | 05_CH | ZUESTA | component | SolarThermalDHW_BP10 | area_m2 | 12
2026-07-31 12:42:32 UTC | bp01_05_CH_ZUESTA | bp01 | 05_CH | ZUESTA | component | SolarThermalDHW_BP10 | eta_0 | 0.78
2026-07-31 12:42:32 UTC | bp01_05_CH_ZUESTA | bp01 | 05_CH | ZUESTA | component | SolarThermalDHW_BP10 | a_1_w_m2_k | 3.2
2026-07-31 12:42:32 UTC | bp01_05_CH_ZUESTA | bp01 | 05_CH | ZUESTA | component | SolarThermalDHW_BP10 | a_2_w_m2_k | 0.015
2026-07-31 12:42:32 UTC | bp01_05_CH_ZUESTA | bp01 | 05_CH | ZUESTA | component | SolarThermalDHW_BP10 | old_solar_pump | false
2026-07-31 12:42:32 UTC | bp01_05_CH_ZUESTA | bp01 | 05_CH | ZUESTA | component | SolarThermalDHW_BP10 | source_weight | 1
2026-07-31 12:42:32 UTC | bp01_05_CH_ZUESTA | bp01 | 05_CH | ZUESTA | component | SolarThermalSystemController_BP10 | building_name | BUI1
2026-07-31 12:42:32 UTC | bp01_05_CH_ZUESTA | bp01 | 05_CH | ZUESTA | component | SolarThermalSystemController_BP10 | name | SolarThermalSystemController_BP10
2026-07-31 12:42:32 UTC | bp01_05_CH_ZUESTA | bp01 | 05_CH | ZUESTA | component | SolarThermalSystemController_BP10 | set_temperature_difference_for_on | 10
2026-07-31 12:42:32 UTC | bp01_05_CH_ZUESTA | bp01 | 05_CH | ZUESTA | component | PelletBoilerController | building_name | BUI1
2026-07-31 12:42:32 UTC | bp01_05_CH_ZUESTA | bp01 | 05_CH | ZUESTA | component | PelletBoilerController | name | PelletBoilerController
2026-07-31 12:42:32 UTC | bp01_05_CH_ZUESTA | bp01 | 05_CH | ZUESTA | component | PelletBoilerController | is_modulating | true
2026-07-31 12:42:32 UTC | bp01_05_CH_ZUESTA | bp01 | 05_CH | ZUESTA | component | PelletBoilerController | set_heating_threshold_outside_temperature_in_celsius | 16
2026-07-31 12:42:32 UTC | bp01_05_CH_ZUESTA | bp01 | 05_CH | ZUESTA | component | PelletBoilerController | minimal_thermal_power_in_watt
2026-07-31 12:42:32 UTC | bp01_05_CH_ZUESTA | bp01 | 05_CH | ZUESTA | component | PelletBoilerController | maximal_thermal_power_in_watt | 6750
2026-07-31 12:42:32 UTC | bp01_05_CH_ZUESTA | bp01 | 05_CH | ZUESTA | component | PelletBoilerController | set_temperature_difference_for_full_power | 5
2026-07-31 12:42:32 UTC | bp01_05_CH_ZUESTA | bp01 | 05_CH | ZUESTA | component | PelletBoilerController | minimum_runtime_in_seconds | 7200
2026-07-31 12:42:32 UTC | bp01_05_CH_ZUESTA | bp01 | 05_CH | ZUESTA | component | PelletBoilerController | minimum_resting_time_in_seconds | 5400
2026-07-31 12:42:32 UTC | bp01_05_CH_ZUESTA | bp01 | 05_CH | ZUESTA | component | PelletBoilerController | with_domestic_hot_water_preparation | true
2026-07-31 12:42:32 UTC | bp01_05_CH_ZUESTA | bp01 | 05_CH | ZUESTA | component | PelletBoilerController | secondary_mode | true
2026-07-31 12:42:32 UTC | bp01_05_CH_ZUESTA | bp01 | 05_CH | ZUESTA | component | PelletBoilerController | hysteresis_water_temperature_offset | 10
2026-07-31 12:42:32 UTC | bp01_05_CH_ZUESTA | bp01 | 05_CH | ZUESTA | component | PelletBoilerController | seasonal_modulation_minimum_enabled | true
2026-07-31 12:42:32 UTC | bp01_05_CH_ZUESTA | bp01 | 05_CH | ZUESTA | component | PelletBoilerController | winter_modulation_minimum_thermal_power_in_watt | 112.5
2026-07-31 12:42:32 UTC | bp01_05_CH_ZUESTA | bp01 | 05_CH | ZUESTA | component | PelletBoilerController | summer_modulation_minimum_thermal_power_in_watt
2026-07-31 12:42:32 UTC | bp01_05_CH_ZUESTA | bp01 | 05_CH | ZUESTA | component | PelletBoilerController | summer_modulation_daily_avg_outdoor_temperature_threshold_celsius | 16
2026-07-31 12:42:32 UTC | bp01_05_CH_ZUESTA | bp01 | 05_CH | ZUESTA | heat_generator | PelletBoiler | minimal_thermal_power_in_watt
2026-07-31 12:42:32 UTC | bp01_05_CH_ZUESTA | bp01 | 05_CH | ZUESTA | heat_generator | PelletBoiler | maximal_thermal_power_in_watt | 6750
2026-07-31 12:42:32 UTC | bp01_05_CH_ZUESTA | bp01 | 05_CH | ZUESTA | heat_generator | PelletBoiler | eff_th_min | 0.6
2026-07-31 12:42:32 UTC | bp01_05_CH_ZUESTA | bp01 | 05_CH | ZUESTA | heat_generator | PelletBoiler | eff_th_max | 0.9
2026-07-31 12:42:32 UTC | bp01_05_CH_ZUESTA | bp01 | 05_CH | ZUESTA | heat_generator | PelletBoiler | boiler_type | BoilerType.CONVENTIONAL
2026-07-31 12:42:32 UTC | bp01_05_CH_ZUESTA | bp01 | 05_CH | ZUESTA | heat_generator | PelletBoiler | energy_carrier | LoadTypes.PELLETS
2026-07-31 12:42:32 UTC | bp01_05_CH_ZUESTA | bp01 | 05_CH | ZUESTA | component | FuelMeter | building_name | BUI1
2026-07-31 12:42:32 UTC | bp01_05_CH_ZUESTA | bp01 | 05_CH | ZUESTA | component | FuelMeter | name | FuelMeter
2026-07-31 12:42:32 UTC | bp01_05_CH_ZUESTA | bp01 | 05_CH | ZUESTA | component | FuelMeter | fuel_loadtype | LoadTypes.PELLETS
2026-07-31 12:42:32 UTC | bp01_05_CH_ZUESTA | bp01 | 05_CH | ZUESTA | component | FuelMeter | heating_value_of_fuel_in_kwh_per_liter | 3.25
2026-07-31 12:42:32 UTC | bp01_05_CH_ZUESTA | bp01 | 05_CH | ZUESTA | component | FuelMeter | fuel_density_in_kg_per_m3 | 650
2026-07-31 12:42:32 UTC | bp01_05_CH_ZUESTA | bp01 | 05_CH | ZUESTA | component | HeatGeneratorTotalThermalPower | building_name | BUI1
2026-07-31 12:42:32 UTC | bp01_05_CH_ZUESTA | bp01 | 05_CH | ZUESTA | component | HeatGeneratorTotalThermalPower | name | HeatGeneratorTotalThermalPower
2026-07-31 12:42:32 UTC | bp01_05_CH_ZUESTA | bp01 | 05_CH | ZUESTA | component | HeatGeneratorTotalThermalPower | loadtype | LoadTypes.ANY
2026-07-31 12:42:32 UTC | bp01_05_CH_ZUESTA | bp01 | 05_CH | ZUESTA | component | HeatGeneratorTotalThermalPower | unit | Units.WATT
2026-07-31 12:42:32 UTC | bp01_05_CH_ZUESTA | bp01 | 05_CH | ZUESTA | component | HeatGeneratorPlantDhwThermalPower | building_name | BUI1
2026-07-31 12:42:32 UTC | bp01_05_CH_ZUESTA | bp01 | 05_CH | ZUESTA | component | HeatGeneratorPlantDhwThermalPower | name | HeatGeneratorPlantDhwThermalPower
2026-07-31 12:42:32 UTC | bp01_05_CH_ZUESTA | bp01 | 05_CH | ZUESTA | component | HeatGeneratorPlantDhwThermalPower | loadtype | LoadTypes.ANY
2026-07-31 12:42:32 UTC | bp01_05_CH_ZUESTA | bp01 | 05_CH | ZUESTA | component | HeatGeneratorPlantDhwThermalPower | unit | Units.WATT
2026-07-31 12:42:32 UTC | bp01_05_CH_ZUESTA | bp01 | 05_CH | ZUESTA | component | SolarDhwThermalPower | building_name | BUI1
2026-07-31 12:42:32 UTC | bp01_05_CH_ZUESTA | bp01 | 05_CH | ZUESTA | component | SolarDhwThermalPower | name | SolarDhwThermalPower
2026-07-31 12:42:32 UTC | bp01_05_CH_ZUESTA | bp01 | 05_CH | ZUESTA | component | SolarDhwThermalPower | loadtype | LoadTypes.ANY
2026-07-31 12:42:32 UTC | bp01_05_CH_ZUESTA | bp01 | 05_CH | ZUESTA | component | SolarDhwThermalPower | unit | Units.WATT
2026-07-31 12:42:32 UTC | bp01_05_CH_ZUESTA | bp01 | 05_CH | ZUESTA | component | FlexibilityPotential | building_name | BUI1
2026-07-31 12:42:32 UTC | bp01_05_CH_ZUESTA | bp01 | 05_CH | ZUESTA | component | FlexibilityPotential | name | FlexibilityPotential
2026-07-31 12:42:32 UTC | bp01_05_CH_ZUESTA | bp01 | 05_CH | ZUESTA | component | FlexibilityPotential | fallback_heating_cop | 1
2026-07-31 12:42:32 UTC | bp01_05_CH_ZUESTA | bp01 | 05_CH | ZUESTA | component | FlexibilityPotential | fallback_cooling_eer
2026-07-31 12:42:32 UTC | bp01_06_CH_ZUESTA | bp01 | 06_CH | ZUESTA | simulation | SimulationParameters | year | 2050
2026-07-31 12:42:32 UTC | bp01_06_CH_ZUESTA | bp01 | 06_CH | ZUESTA | simulation | SimulationParameters | seconds_per_timestep | 9 | s
2026-07-31 12:42:32 UTC | bp01_06_CH_ZUESTA | bp01 | 06_CH | ZUESTA | simulation | SimulationParameters | country | CH
2026-07-31 12:42:32 UTC | bp01_06_CH_ZUESTA | bp01 | 06_CH | ZUESTA | cli | cli_overrides | ARCH | 06_CH
2026-07-31 12:42:32 UTC | bp01_06_CH_ZUESTA | bp01 | 06_CH | ZUESTA | cli | cli_overrides | WEATHER | ZUESTA
2026-07-31 12:42:32 UTC | bp01_06_CH_ZUESTA | bp01 | 06_CH | ZUESTA | cli | cli_overrides | TIME_HORIZON | future
2026-07-31 12:42:32 UTC | bp01_06_CH_ZUESTA | bp01 | 06_CH | ZUESTA | cli | cli_overrides | SCENARIO | none
2026-07-31 12:42:32 UTC | bp01_06_CH_ZUESTA | bp01 | 06_CH | ZUESTA | cli | cli_overrides | OCC | SIA2024
2026-07-31 12:42:32 UTC | bp01_06_CH_ZUESTA | bp01 | 06_CH | ZUESTA | cli | cli_overrides | HEATGEN_SIZING | IDEAL_LOOKUP
2026-07-31 12:42:32 UTC | bp01_06_CH_ZUESTA | bp01 | 06_CH | ZUESTA | cli | cli_overrides | HP_SHARE_OF_IDEAL | 0.8
2026-07-31 12:42:32 UTC | bp01_06_CH_ZUESTA | bp01 | 06_CH | ZUESTA | internal_loads | SIA2024Occupancy | conditioned_floor_area_in_m2 | 198
2026-07-31 12:42:32 UTC | bp01_06_CH_ZUESTA | bp01 | 06_CH | ZUESTA | internal_loads | SIA2024Occupancy | appliances_load_w_per_m2 | 1
2026-07-31 12:42:32 UTC | bp01_06_CH_ZUESTA | bp01 | 06_CH | ZUESTA | internal_loads | SIA2024Occupancy | lighting_load_w_per_m2 | 3
2026-07-31 12:42:32 UTC | bp01_06_CH_ZUESTA | bp01 | 06_CH | ZUESTA | internal_loads | SIA2024Occupancy | lighting_annual_full_load_hours | 846
2026-07-31 12:42:32 UTC | bp01_06_CH_ZUESTA | bp01 | 06_CH | ZUESTA | internal_loads | SIA2024Occupancy | appliances_yearly_utilization_per_month | 0.7995
2026-07-31 12:42:32 UTC | bp01_06_CH_ZUESTA | bp01 | 06_CH | ZUESTA | weather | Weather | source_path | C:\Users\het\HiSim\hisim\inputs\weather\custom_csv\Zurich\NABZUE_2060_RCP85_DRY.csv
2026-07-31 12:42:32 UTC | bp01_06_CH_ZUESTA | bp01 | 06_CH | ZUESTA | weather | Weather | location | Zurich
2026-07-31 12:42:32 UTC | bp01_06_CH_ZUESTA | bp01 | 06_CH | ZUESTA | weather | Weather | name | Weather
2026-07-31 12:42:32 UTC | bp01_06_CH_ZUESTA | bp01 | 06_CH | ZUESTA | component | ElectricityMeter | building_name | BUI1
2026-07-31 12:42:32 UTC | bp01_06_CH_ZUESTA | bp01 | 06_CH | ZUESTA | component | ElectricityMeter | name | ElectricityMeter
2026-07-31 12:42:32 UTC | bp01_06_CH_ZUESTA | bp01 | 06_CH | ZUESTA | building | Building | building_name | 1981_1990
2026-07-31 12:42:32 UTC | bp01_06_CH_ZUESTA | bp01 | 06_CH | ZUESTA | building | Building | building_code | AT.N.SFH.05.Gen.ReEx.001.002
2026-07-31 12:42:32 UTC | bp01_06_CH_ZUESTA | bp01 | 06_CH | ZUESTA | building | Building | building_heat_capacity_class | medium
2026-07-31 12:42:32 UTC | bp01_06_CH_ZUESTA | bp01 | 06_CH | ZUESTA | building | Building | absolute_conditioned_floor_area_in_m2 | 198
2026-07-31 12:42:32 UTC | bp01_06_CH_ZUESTA | bp01 | 06_CH | ZUESTA | building | Building | heating_reference_temperature_in_celsius | -8
2026-07-31 12:42:32 UTC | bp01_06_CH_ZUESTA | bp01 | 06_CH | ZUESTA | building | Building | floor_u_value_in_watt_per_m2_per_kelvin | 0.61
2026-07-31 12:42:32 UTC | bp01_06_CH_ZUESTA | bp01 | 06_CH | ZUESTA | building | Building | floor_area_in_m2 | 88.2
2026-07-31 12:42:32 UTC | bp01_06_CH_ZUESTA | bp01 | 06_CH | ZUESTA | building | Building | facade_u_value_in_watt_per_m2_per_kelvin | 0.4
2026-07-31 12:42:32 UTC | bp01_06_CH_ZUESTA | bp01 | 06_CH | ZUESTA | building | Building | facade_area_in_m2 | 160.2
2026-07-31 12:42:32 UTC | bp01_06_CH_ZUESTA | bp01 | 06_CH | ZUESTA | building | Building | roof_u_value_in_watt_per_m2_per_kelvin | 0.36
2026-07-31 12:42:32 UTC | bp01_06_CH_ZUESTA | bp01 | 06_CH | ZUESTA | building | Building | roof_area_in_m2 | 103.2
2026-07-31 12:42:32 UTC | bp01_06_CH_ZUESTA | bp01 | 06_CH | ZUESTA | building | Building | window_u_value_in_watt_per_m2_per_kelvin | 1.9
2026-07-31 12:42:32 UTC | bp01_06_CH_ZUESTA | bp01 | 06_CH | ZUESTA | building | Building | window_area_in_m2 | 31.68
2026-07-31 12:42:32 UTC | bp01_06_CH_ZUESTA | bp01 | 06_CH | ZUESTA | building | Building | door_u_value_in_watt_per_m2_per_kelvin
2026-07-31 12:42:32 UTC | bp01_06_CH_ZUESTA | bp01 | 06_CH | ZUESTA | building | Building | door_area_in_m2
2026-07-31 12:42:32 UTC | bp01_06_CH_ZUESTA | bp01 | 06_CH | ZUESTA | building | Building | set_heating_temperature_in_celsius | 20.5
2026-07-31 12:42:32 UTC | bp01_06_CH_ZUESTA | bp01 | 06_CH | ZUESTA | building | Building | set_cooling_temperature_in_celsius | 99
2026-07-31 12:42:32 UTC | bp01_06_CH_ZUESTA | bp01 | 06_CH | ZUESTA | building | Building | natural_ventilation_m3_per_h_per_person | 29
2026-07-31 12:42:32 UTC | bp01_06_CH_ZUESTA | bp01 | 06_CH | ZUESTA | building | Building | sia_natural_ventilation_m3_per_h_per_m2 | 0.6
2026-07-31 12:42:32 UTC | bp01_06_CH_ZUESTA | bp01 | 06_CH | ZUESTA | building | Building | swiss_infiltration_rate_per_h | 0.15
2026-07-31 12:42:32 UTC | bp01_06_CH_ZUESTA | bp01 | 06_CH | ZUESTA | building | Building | heating_demand_mode | iso13790
2026-07-31 12:42:32 UTC | bp01_06_CH_ZUESTA | bp01 | 06_CH | ZUESTA | building | Building | operative_heating_proportional_band_in_celsius | 1
2026-07-31 12:42:32 UTC | bp01_06_CH_ZUESTA | bp01 | 06_CH | ZUESTA | building | Building | operative_heating_proportional_gain | 1
2026-07-31 12:42:32 UTC | bp01_06_CH_ZUESTA | bp01 | 06_CH | ZUESTA | building | Building | control_comfort_lower_bound_shift_in_celsius
2026-07-31 12:42:32 UTC | bp01_06_CH_ZUESTA | bp01 | 06_CH | ZUESTA | building | Building | comfort_aware_seasonal_heating_gate | true
2026-07-31 12:42:32 UTC | bp01_06_CH_ZUESTA | bp01 | 06_CH | ZUESTA | component | StrictComfortDemandController | building_name | BUI1
2026-07-31 12:42:32 UTC | bp01_06_CH_ZUESTA | bp01 | 06_CH | ZUESTA | component | StrictComfortDemandController | name | StrictComfortDemandController
2026-07-31 12:42:32 UTC | bp01_06_CH_ZUESTA | bp01 | 06_CH | ZUESTA | component | StrictComfortDemandController | temperature_air_heating_in_celsius | 20.5
2026-07-31 12:42:32 UTC | bp01_06_CH_ZUESTA | bp01 | 06_CH | ZUESTA | component | StrictComfortDemandController | temperature_air_cooling_in_celsius | 24
2026-07-31 12:42:32 UTC | bp01_06_CH_ZUESTA | bp01 | 06_CH | ZUESTA | component | StrictComfortDemandController | offset | 0.5
2026-07-31 12:42:32 UTC | bp01_06_CH_ZUESTA | bp01 | 06_CH | ZUESTA | component | StrictComfortDemandController | mode | 2
2026-07-31 12:42:32 UTC | bp01_06_CH_ZUESTA | bp01 | 06_CH | ZUESTA | component | StrictComfortDemandController | use_adaptive_comfort_band | true
2026-07-31 12:42:32 UTC | bp01_06_CH_ZUESTA | bp01 | 06_CH | ZUESTA | component | StrictComfortDemandController | control_strategy | strict_comfort_band_v1
2026-07-31 12:42:32 UTC | bp01_06_CH_ZUESTA | bp01 | 06_CH | ZUESTA | component | StrictComfortDemandController | comfort_band_inner_offset_in_celsius | 0.5
2026-07-31 12:42:32 UTC | bp01_06_CH_ZUESTA | bp01 | 06_CH | ZUESTA | component | StrictComfortDemandController | comfort_band_inner_offset_lower_in_celsius | 1
2026-07-31 12:42:32 UTC | bp01_06_CH_ZUESTA | bp01 | 06_CH | ZUESTA | component | StrictComfortDemandController | comfort_band_inner_offset_upper_in_celsius | 0.5
2026-07-31 12:42:32 UTC | bp01_06_CH_ZUESTA | bp01 | 06_CH | ZUESTA | component | StrictComfortDemandController | heating_disabled_above_running_mean_outdoor_temperature_in_celsius | 18
2026-07-31 12:42:32 UTC | bp01_06_CH_ZUESTA | bp01 | 06_CH | ZUESTA | component | StrictComfortDemandController | cooling_enabled_above_running_mean_outdoor_temperature_in_celsius | 99
2026-07-31 12:42:32 UTC | bp01_06_CH_ZUESTA | bp01 | 06_CH | ZUESTA | component | ComfortBandHeatingDemand | building_name | BUI1
2026-07-31 12:42:32 UTC | bp01_06_CH_ZUESTA | bp01 | 06_CH | ZUESTA | component | ComfortBandHeatingDemand | name | ComfortBandHeatingDemand
2026-07-31 12:42:32 UTC | bp01_06_CH_ZUESTA | bp01 | 06_CH | ZUESTA | component | ComfortBandHeatingDemand | max_heating_power_in_watt | 7683.01
2026-07-31 12:42:32 UTC | bp01_06_CH_ZUESTA | bp01 | 06_CH | ZUESTA | component | ComfortBandHeatingDemand | proportional_gain_in_watt_per_kelvin | 15366
2026-07-31 12:42:32 UTC | bp01_06_CH_ZUESTA | bp01 | 06_CH | ZUESTA | component | StrictComfortSetpointModifier | building_name | BUI1
2026-07-31 12:42:32 UTC | bp01_06_CH_ZUESTA | bp01 | 06_CH | ZUESTA | component | StrictComfortSetpointModifier | name | StrictComfortSetpointModifier
2026-07-31 12:42:32 UTC | bp01_06_CH_ZUESTA | bp01 | 06_CH | ZUESTA | component | StrictComfortSetpointModifier | base_heating_setpoint_in_celsius | 20.5
2026-07-31 12:42:32 UTC | bp01_06_CH_ZUESTA | bp01 | 06_CH | ZUESTA | component | StrictComfortSetpointModifier | recovery_gain | 5
2026-07-31 12:42:32 UTC | bp01_06_CH_ZUESTA | bp01 | 06_CH | ZUESTA | component | StrictComfortSetpointModifier | max_recovery_boost_in_celsius | 5
2026-07-31 12:42:32 UTC | bp01_06_CH_ZUESTA | bp01 | 06_CH | ZUESTA | component | StrictComfortSetpointModifier | clamp_min_modifier_in_celsius
2026-07-31 12:42:32 UTC | bp01_06_CH_ZUESTA | bp01 | 06_CH | ZUESTA | component | StrictComfortSetpointModifier | clamp_max_modifier_in_celsius | 15
2026-07-31 12:42:32 UTC | bp01_06_CH_ZUESTA | bp01 | 06_CH | ZUESTA | component | HeatDistributionController | building_name | BUI1
2026-07-31 12:42:32 UTC | bp01_06_CH_ZUESTA | bp01 | 06_CH | ZUESTA | component | HeatDistributionController | name | HeatDistributionController
2026-07-31 12:42:32 UTC | bp01_06_CH_ZUESTA | bp01 | 06_CH | ZUESTA | component | HeatDistributionController | heating_system | HeatDistributionSystemType.FLOORHEATING
2026-07-31 12:42:32 UTC | bp01_06_CH_ZUESTA | bp01 | 06_CH | ZUESTA | component | HeatDistributionController | set_heating_threshold_outside_temperature_in_celsius | 16
2026-07-31 12:42:32 UTC | bp01_06_CH_ZUESTA | bp01 | 06_CH | ZUESTA | component | HeatDistributionController | heating_reference_temperature_in_celsius | -8
2026-07-31 12:42:32 UTC | bp01_06_CH_ZUESTA | bp01 | 06_CH | ZUESTA | component | HeatDistributionController | set_heating_temperature_for_building_in_celsius | 20.5
2026-07-31 12:42:32 UTC | bp01_06_CH_ZUESTA | bp01 | 06_CH | ZUESTA | component | HeatDistributionController | set_cooling_temperature_for_building_in_celsius | 99
2026-07-31 12:42:32 UTC | bp01_06_CH_ZUESTA | bp01 | 06_CH | ZUESTA | component | HeatDistributionController | heating_load_of_building_in_watt | 7683.01
2026-07-31 12:42:32 UTC | bp01_06_CH_ZUESTA | bp01 | 06_CH | ZUESTA | heat_distribution | HeatDistributionSystem | absolute_conditioned_floor_area_in_m2 | 198
2026-07-31 12:42:32 UTC | bp01_06_CH_ZUESTA | bp01 | 06_CH | ZUESTA | thermal_storage | SimpleHotWaterStorage | volume_heating_water_storage_in_liter | 384.1
2026-07-31 12:42:32 UTC | bp01_06_CH_ZUESTA | bp01 | 06_CH | ZUESTA | component | BufferRemainingCapacity60C | building_name | BUI1
2026-07-31 12:42:32 UTC | bp01_06_CH_ZUESTA | bp01 | 06_CH | ZUESTA | component | BufferRemainingCapacity60C | name | BufferRemainingCapacity60C
2026-07-31 12:42:32 UTC | bp01_06_CH_ZUESTA | bp01 | 06_CH | ZUESTA | component | BufferRemainingCapacity60C | volume_heating_water_storage_in_liter | 384.1
2026-07-31 12:42:32 UTC | bp01_06_CH_ZUESTA | bp01 | 06_CH | ZUESTA | component | BufferRemainingCapacity60C | max_temperature_in_celsius | 6
2026-07-31 12:42:32 UTC | bp01_06_CH_ZUESTA | bp01 | 06_CH | ZUESTA | component | BufferRemainingCapacity60C | water_density_kg_per_liter | 0.992
2026-07-31 12:42:32 UTC | bp01_06_CH_ZUESTA | bp01 | 06_CH | ZUESTA | component | BufferRemainingCapacity60C | water_specific_heat_capacity_j_per_kg_per_k | 4180
2026-07-31 12:42:32 UTC | bp01_06_CH_ZUESTA | bp01 | 06_CH | ZUESTA | component | SolarThermalDHW_BP10 | building_name | BUI1
2026-07-31 12:42:32 UTC | bp01_06_CH_ZUESTA | bp01 | 06_CH | ZUESTA | component | SolarThermalDHW_BP10 | name | SolarThermalDHW_BP10
2026-07-31 12:42:32 UTC | bp01_06_CH_ZUESTA | bp01 | 06_CH | ZUESTA | component | SolarThermalDHW_BP10 | azimuth | 18
2026-07-31 12:42:32 UTC | bp01_06_CH_ZUESTA | bp01 | 06_CH | ZUESTA | component | SolarThermalDHW_BP10 | tilt | 3
2026-07-31 12:42:32 UTC | bp01_06_CH_ZUESTA | bp01 | 06_CH | ZUESTA | component | SolarThermalDHW_BP10 | area_m2 | 12
2026-07-31 12:42:32 UTC | bp01_06_CH_ZUESTA | bp01 | 06_CH | ZUESTA | component | SolarThermalDHW_BP10 | eta_0 | 0.78
2026-07-31 12:42:32 UTC | bp01_06_CH_ZUESTA | bp01 | 06_CH | ZUESTA | component | SolarThermalDHW_BP10 | a_1_w_m2_k | 3.2
2026-07-31 12:42:32 UTC | bp01_06_CH_ZUESTA | bp01 | 06_CH | ZUESTA | component | SolarThermalDHW_BP10 | a_2_w_m2_k | 0.015
2026-07-31 12:42:32 UTC | bp01_06_CH_ZUESTA | bp01 | 06_CH | ZUESTA | component | SolarThermalDHW_BP10 | old_solar_pump | false
2026-07-31 12:42:32 UTC | bp01_06_CH_ZUESTA | bp01 | 06_CH | ZUESTA | component | SolarThermalDHW_BP10 | source_weight | 1
2026-07-31 12:42:32 UTC | bp01_06_CH_ZUESTA | bp01 | 06_CH | ZUESTA | component | SolarThermalSystemController_BP10 | building_name | BUI1
2026-07-31 12:42:32 UTC | bp01_06_CH_ZUESTA | bp01 | 06_CH | ZUESTA | component | SolarThermalSystemController_BP10 | name | SolarThermalSystemController_BP10
2026-07-31 12:42:32 UTC | bp01_06_CH_ZUESTA | bp01 | 06_CH | ZUESTA | component | SolarThermalSystemController_BP10 | set_temperature_difference_for_on | 10
2026-07-31 12:42:32 UTC | bp01_06_CH_ZUESTA | bp01 | 06_CH | ZUESTA | component | PelletBoilerController | building_name | BUI1
2026-07-31 12:42:32 UTC | bp01_06_CH_ZUESTA | bp01 | 06_CH | ZUESTA | component | PelletBoilerController | name | PelletBoilerController
2026-07-31 12:42:32 UTC | bp01_06_CH_ZUESTA | bp01 | 06_CH | ZUESTA | component | PelletBoilerController | is_modulating | true
2026-07-31 12:42:32 UTC | bp01_06_CH_ZUESTA | bp01 | 06_CH | ZUESTA | component | PelletBoilerController | set_heating_threshold_outside_temperature_in_celsius | 16
2026-07-31 12:42:32 UTC | bp01_06_CH_ZUESTA | bp01 | 06_CH | ZUESTA | component | PelletBoilerController | minimal_thermal_power_in_watt
2026-07-31 12:42:32 UTC | bp01_06_CH_ZUESTA | bp01 | 06_CH | ZUESTA | component | PelletBoilerController | maximal_thermal_power_in_watt | 5070
2026-07-31 12:42:32 UTC | bp01_06_CH_ZUESTA | bp01 | 06_CH | ZUESTA | component | PelletBoilerController | set_temperature_difference_for_full_power | 5
2026-07-31 12:42:32 UTC | bp01_06_CH_ZUESTA | bp01 | 06_CH | ZUESTA | component | PelletBoilerController | minimum_runtime_in_seconds | 7200
2026-07-31 12:42:32 UTC | bp01_06_CH_ZUESTA | bp01 | 06_CH | ZUESTA | component | PelletBoilerController | minimum_resting_time_in_seconds | 5400
2026-07-31 12:42:32 UTC | bp01_06_CH_ZUESTA | bp01 | 06_CH | ZUESTA | component | PelletBoilerController | with_domestic_hot_water_preparation | true
2026-07-31 12:42:32 UTC | bp01_06_CH_ZUESTA | bp01 | 06_CH | ZUESTA | component | PelletBoilerController | secondary_mode | true
2026-07-31 12:42:32 UTC | bp01_06_CH_ZUESTA | bp01 | 06_CH | ZUESTA | component | PelletBoilerController | hysteresis_water_temperature_offset | 10
2026-07-31 12:42:32 UTC | bp01_06_CH_ZUESTA | bp01 | 06_CH | ZUESTA | component | PelletBoilerController | seasonal_modulation_minimum_enabled | true
2026-07-31 12:42:32 UTC | bp01_06_CH_ZUESTA | bp01 | 06_CH | ZUESTA | component | PelletBoilerController | winter_modulation_minimum_thermal_power_in_watt | 84.5
2026-07-31 12:42:32 UTC | bp01_06_CH_ZUESTA | bp01 | 06_CH | ZUESTA | component | PelletBoilerController | summer_modulation_minimum_thermal_power_in_watt
2026-07-31 12:42:32 UTC | bp01_06_CH_ZUESTA | bp01 | 06_CH | ZUESTA | component | PelletBoilerController | summer_modulation_daily_avg_outdoor_temperature_threshold_celsius | 16
2026-07-31 12:42:32 UTC | bp01_06_CH_ZUESTA | bp01 | 06_CH | ZUESTA | heat_generator | PelletBoiler | minimal_thermal_power_in_watt
2026-07-31 12:42:32 UTC | bp01_06_CH_ZUESTA | bp01 | 06_CH | ZUESTA | heat_generator | PelletBoiler | maximal_thermal_power_in_watt | 5070
2026-07-31 12:42:32 UTC | bp01_06_CH_ZUESTA | bp01 | 06_CH | ZUESTA | heat_generator | PelletBoiler | eff_th_min | 0.6
2026-07-31 12:42:32 UTC | bp01_06_CH_ZUESTA | bp01 | 06_CH | ZUESTA | heat_generator | PelletBoiler | eff_th_max | 0.9
2026-07-31 12:42:32 UTC | bp01_06_CH_ZUESTA | bp01 | 06_CH | ZUESTA | heat_generator | PelletBoiler | boiler_type | BoilerType.CONVENTIONAL
2026-07-31 12:42:32 UTC | bp01_06_CH_ZUESTA | bp01 | 06_CH | ZUESTA | heat_generator | PelletBoiler | energy_carrier | LoadTypes.PELLETS
2026-07-31 12:42:32 UTC | bp01_06_CH_ZUESTA | bp01 | 06_CH | ZUESTA | component | FuelMeter | building_name | BUI1
2026-07-31 12:42:32 UTC | bp01_06_CH_ZUESTA | bp01 | 06_CH | ZUESTA | component | FuelMeter | name | FuelMeter
2026-07-31 12:42:32 UTC | bp01_06_CH_ZUESTA | bp01 | 06_CH | ZUESTA | component | FuelMeter | fuel_loadtype | LoadTypes.PELLETS
2026-07-31 12:42:32 UTC | bp01_06_CH_ZUESTA | bp01 | 06_CH | ZUESTA | component | FuelMeter | heating_value_of_fuel_in_kwh_per_liter | 3.25
2026-07-31 12:42:32 UTC | bp01_06_CH_ZUESTA | bp01 | 06_CH | ZUESTA | component | FuelMeter | fuel_density_in_kg_per_m3 | 650
2026-07-31 12:42:32 UTC | bp01_06_CH_ZUESTA | bp01 | 06_CH | ZUESTA | component | HeatGeneratorTotalThermalPower | building_name | BUI1
2026-07-31 12:42:32 UTC | bp01_06_CH_ZUESTA | bp01 | 06_CH | ZUESTA | component | HeatGeneratorTotalThermalPower | name | HeatGeneratorTotalThermalPower
2026-07-31 12:42:32 UTC | bp01_06_CH_ZUESTA | bp01 | 06_CH | ZUESTA | component | HeatGeneratorTotalThermalPower | loadtype | LoadTypes.ANY
2026-07-31 12:42:32 UTC | bp01_06_CH_ZUESTA | bp01 | 06_CH | ZUESTA | component | HeatGeneratorTotalThermalPower | unit | Units.WATT
2026-07-31 12:42:32 UTC | bp01_06_CH_ZUESTA | bp01 | 06_CH | ZUESTA | component | HeatGeneratorPlantDhwThermalPower | building_name | BUI1
2026-07-31 12:42:32 UTC | bp01_06_CH_ZUESTA | bp01 | 06_CH | ZUESTA | component | HeatGeneratorPlantDhwThermalPower | name | HeatGeneratorPlantDhwThermalPower
2026-07-31 12:42:32 UTC | bp01_06_CH_ZUESTA | bp01 | 06_CH | ZUESTA | component | HeatGeneratorPlantDhwThermalPower | loadtype | LoadTypes.ANY
2026-07-31 12:42:32 UTC | bp01_06_CH_ZUESTA | bp01 | 06_CH | ZUESTA | component | HeatGeneratorPlantDhwThermalPower | unit | Units.WATT
2026-07-31 12:42:32 UTC | bp01_06_CH_ZUESTA | bp01 | 06_CH | ZUESTA | component | SolarDhwThermalPower | building_name | BUI1
2026-07-31 12:42:32 UTC | bp01_06_CH_ZUESTA | bp01 | 06_CH | ZUESTA | component | SolarDhwThermalPower | name | SolarDhwThermalPower
2026-07-31 12:42:32 UTC | bp01_06_CH_ZUESTA | bp01 | 06_CH | ZUESTA | component | SolarDhwThermalPower | loadtype | LoadTypes.ANY
2026-07-31 12:42:32 UTC | bp01_06_CH_ZUESTA | bp01 | 06_CH | ZUESTA | component | SolarDhwThermalPower | unit | Units.WATT
2026-07-31 12:42:32 UTC | bp01_06_CH_ZUESTA | bp01 | 06_CH | ZUESTA | component | FlexibilityPotential | building_name | BUI1
2026-07-31 12:42:32 UTC | bp01_06_CH_ZUESTA | bp01 | 06_CH | ZUESTA | component | FlexibilityPotential | name | FlexibilityPotential
2026-07-31 12:42:32 UTC | bp01_06_CH_ZUESTA | bp01 | 06_CH | ZUESTA | component | FlexibilityPotential | fallback_heating_cop | 1
2026-07-31 12:42:32 UTC | bp01_06_CH_ZUESTA | bp01 | 06_CH | ZUESTA | component | FlexibilityPotential | fallback_cooling_eer
2026-07-31 12:42:32 UTC | bp01_07_CH_ZUESTA | bp01 | 07_CH | ZUESTA | simulation | SimulationParameters | year | 2050
2026-07-31 12:42:32 UTC | bp01_07_CH_ZUESTA | bp01 | 07_CH | ZUESTA | simulation | SimulationParameters | seconds_per_timestep | 9 | s
2026-07-31 12:42:32 UTC | bp01_07_CH_ZUESTA | bp01 | 07_CH | ZUESTA | simulation | SimulationParameters | country | CH
2026-07-31 12:42:32 UTC | bp01_07_CH_ZUESTA | bp01 | 07_CH | ZUESTA | cli | cli_overrides | ARCH | 07_CH
2026-07-31 12:42:32 UTC | bp01_07_CH_ZUESTA | bp01 | 07_CH | ZUESTA | cli | cli_overrides | WEATHER | ZUESTA
2026-07-31 12:42:32 UTC | bp01_07_CH_ZUESTA | bp01 | 07_CH | ZUESTA | cli | cli_overrides | TIME_HORIZON | future
2026-07-31 12:42:32 UTC | bp01_07_CH_ZUESTA | bp01 | 07_CH | ZUESTA | cli | cli_overrides | SCENARIO | none
2026-07-31 12:42:32 UTC | bp01_07_CH_ZUESTA | bp01 | 07_CH | ZUESTA | cli | cli_overrides | OCC | SIA2024
2026-07-31 12:42:32 UTC | bp01_07_CH_ZUESTA | bp01 | 07_CH | ZUESTA | cli | cli_overrides | HEATGEN_SIZING | IDEAL_LOOKUP
2026-07-31 12:42:32 UTC | bp01_07_CH_ZUESTA | bp01 | 07_CH | ZUESTA | cli | cli_overrides | HP_SHARE_OF_IDEAL | 0.8
2026-07-31 12:42:32 UTC | bp01_07_CH_ZUESTA | bp01 | 07_CH | ZUESTA | internal_loads | SIA2024Occupancy | conditioned_floor_area_in_m2 | 199
2026-07-31 12:42:32 UTC | bp01_07_CH_ZUESTA | bp01 | 07_CH | ZUESTA | internal_loads | SIA2024Occupancy | appliances_load_w_per_m2 | 1
2026-07-31 12:42:32 UTC | bp01_07_CH_ZUESTA | bp01 | 07_CH | ZUESTA | internal_loads | SIA2024Occupancy | lighting_load_w_per_m2 | 3
2026-07-31 12:42:32 UTC | bp01_07_CH_ZUESTA | bp01 | 07_CH | ZUESTA | internal_loads | SIA2024Occupancy | lighting_annual_full_load_hours | 846
2026-07-31 12:42:32 UTC | bp01_07_CH_ZUESTA | bp01 | 07_CH | ZUESTA | internal_loads | SIA2024Occupancy | appliances_yearly_utilization_per_month | 0.7995
2026-07-31 12:42:32 UTC | bp01_07_CH_ZUESTA | bp01 | 07_CH | ZUESTA | weather | Weather | source_path | C:\Users\het\HiSim\hisim\inputs\weather\custom_csv\Zurich\NABZUE_2060_RCP85_DRY.csv
2026-07-31 12:42:32 UTC | bp01_07_CH_ZUESTA | bp01 | 07_CH | ZUESTA | weather | Weather | location | Zurich
2026-07-31 12:42:32 UTC | bp01_07_CH_ZUESTA | bp01 | 07_CH | ZUESTA | weather | Weather | name | Weather
2026-07-31 12:42:32 UTC | bp01_07_CH_ZUESTA | bp01 | 07_CH | ZUESTA | component | ElectricityMeter | building_name | BUI1
2026-07-31 12:42:32 UTC | bp01_07_CH_ZUESTA | bp01 | 07_CH | ZUESTA | component | ElectricityMeter | name | ElectricityMeter
2026-07-31 12:42:32 UTC | bp01_07_CH_ZUESTA | bp01 | 07_CH | ZUESTA | building | Building | building_name | 1991_2000
2026-07-31 12:42:32 UTC | bp01_07_CH_ZUESTA | bp01 | 07_CH | ZUESTA | building | Building | building_code | AT.N.SFH.06.Gen.ReEx.001.002
2026-07-31 12:42:32 UTC | bp01_07_CH_ZUESTA | bp01 | 07_CH | ZUESTA | building | Building | building_heat_capacity_class | heavy
2026-07-31 12:42:32 UTC | bp01_07_CH_ZUESTA | bp01 | 07_CH | ZUESTA | building | Building | absolute_conditioned_floor_area_in_m2 | 199
2026-07-31 12:42:32 UTC | bp01_07_CH_ZUESTA | bp01 | 07_CH | ZUESTA | building | Building | heating_reference_temperature_in_celsius | -8
2026-07-31 12:42:32 UTC | bp01_07_CH_ZUESTA | bp01 | 07_CH | ZUESTA | building | Building | floor_u_value_in_watt_per_m2_per_kelvin | 0.55
2026-07-31 12:42:32 UTC | bp01_07_CH_ZUESTA | bp01 | 07_CH | ZUESTA | building | Building | floor_area_in_m2 | 81
2026-07-31 12:42:32 UTC | bp01_07_CH_ZUESTA | bp01 | 07_CH | ZUESTA | building | Building | facade_u_value_in_watt_per_m2_per_kelvin | 0.35
2026-07-31 12:42:32 UTC | bp01_07_CH_ZUESTA | bp01 | 07_CH | ZUESTA | building | Building | facade_area_in_m2 | 164
2026-07-31 12:42:32 UTC | bp01_07_CH_ZUESTA | bp01 | 07_CH | ZUESTA | building | Building | roof_u_value_in_watt_per_m2_per_kelvin | 0.34
2026-07-31 12:42:32 UTC | bp01_07_CH_ZUESTA | bp01 | 07_CH | ZUESTA | building | Building | roof_area_in_m2 | 96
2026-07-31 12:42:32 UTC | bp01_07_CH_ZUESTA | bp01 | 07_CH | ZUESTA | building | Building | window_u_value_in_watt_per_m2_per_kelvin | 1.7
2026-07-31 12:42:32 UTC | bp01_07_CH_ZUESTA | bp01 | 07_CH | ZUESTA | building | Building | window_area_in_m2 | 31.84
2026-07-31 12:42:32 UTC | bp01_07_CH_ZUESTA | bp01 | 07_CH | ZUESTA | building | Building | door_u_value_in_watt_per_m2_per_kelvin
2026-07-31 12:42:32 UTC | bp01_07_CH_ZUESTA | bp01 | 07_CH | ZUESTA | building | Building | door_area_in_m2
2026-07-31 12:42:32 UTC | bp01_07_CH_ZUESTA | bp01 | 07_CH | ZUESTA | building | Building | set_heating_temperature_in_celsius | 20.5
2026-07-31 12:42:32 UTC | bp01_07_CH_ZUESTA | bp01 | 07_CH | ZUESTA | building | Building | set_cooling_temperature_in_celsius | 99
2026-07-31 12:42:32 UTC | bp01_07_CH_ZUESTA | bp01 | 07_CH | ZUESTA | building | Building | natural_ventilation_m3_per_h_per_person | 29
2026-07-31 12:42:32 UTC | bp01_07_CH_ZUESTA | bp01 | 07_CH | ZUESTA | building | Building | sia_natural_ventilation_m3_per_h_per_m2 | 0.6
2026-07-31 12:42:32 UTC | bp01_07_CH_ZUESTA | bp01 | 07_CH | ZUESTA | building | Building | swiss_infiltration_rate_per_h | 0.15
2026-07-31 12:42:32 UTC | bp01_07_CH_ZUESTA | bp01 | 07_CH | ZUESTA | building | Building | heating_demand_mode | iso13790
2026-07-31 12:42:32 UTC | bp01_07_CH_ZUESTA | bp01 | 07_CH | ZUESTA | building | Building | operative_heating_proportional_band_in_celsius | 1
2026-07-31 12:42:32 UTC | bp01_07_CH_ZUESTA | bp01 | 07_CH | ZUESTA | building | Building | operative_heating_proportional_gain | 1
2026-07-31 12:42:32 UTC | bp01_07_CH_ZUESTA | bp01 | 07_CH | ZUESTA | building | Building | control_comfort_lower_bound_shift_in_celsius
2026-07-31 12:42:32 UTC | bp01_07_CH_ZUESTA | bp01 | 07_CH | ZUESTA | building | Building | comfort_aware_seasonal_heating_gate | true
2026-07-31 12:42:32 UTC | bp01_07_CH_ZUESTA | bp01 | 07_CH | ZUESTA | component | StrictComfortDemandController | building_name | BUI1
2026-07-31 12:42:32 UTC | bp01_07_CH_ZUESTA | bp01 | 07_CH | ZUESTA | component | StrictComfortDemandController | name | StrictComfortDemandController
2026-07-31 12:42:32 UTC | bp01_07_CH_ZUESTA | bp01 | 07_CH | ZUESTA | component | StrictComfortDemandController | temperature_air_heating_in_celsius | 20.5
2026-07-31 12:42:32 UTC | bp01_07_CH_ZUESTA | bp01 | 07_CH | ZUESTA | component | StrictComfortDemandController | temperature_air_cooling_in_celsius | 24
2026-07-31 12:42:32 UTC | bp01_07_CH_ZUESTA | bp01 | 07_CH | ZUESTA | component | StrictComfortDemandController | offset | 0.5
2026-07-31 12:42:32 UTC | bp01_07_CH_ZUESTA | bp01 | 07_CH | ZUESTA | component | StrictComfortDemandController | mode | 2
2026-07-31 12:42:32 UTC | bp01_07_CH_ZUESTA | bp01 | 07_CH | ZUESTA | component | StrictComfortDemandController | use_adaptive_comfort_band | true
2026-07-31 12:42:32 UTC | bp01_07_CH_ZUESTA | bp01 | 07_CH | ZUESTA | component | StrictComfortDemandController | control_strategy | strict_comfort_band_v1
2026-07-31 12:42:32 UTC | bp01_07_CH_ZUESTA | bp01 | 07_CH | ZUESTA | component | StrictComfortDemandController | comfort_band_inner_offset_in_celsius | 0.5
2026-07-31 12:42:32 UTC | bp01_07_CH_ZUESTA | bp01 | 07_CH | ZUESTA | component | StrictComfortDemandController | comfort_band_inner_offset_lower_in_celsius | 1
2026-07-31 12:42:32 UTC | bp01_07_CH_ZUESTA | bp01 | 07_CH | ZUESTA | component | StrictComfortDemandController | comfort_band_inner_offset_upper_in_celsius | 0.5
2026-07-31 12:42:32 UTC | bp01_07_CH_ZUESTA | bp01 | 07_CH | ZUESTA | component | StrictComfortDemandController | heating_disabled_above_running_mean_outdoor_temperature_in_celsius | 18
2026-07-31 12:42:32 UTC | bp01_07_CH_ZUESTA | bp01 | 07_CH | ZUESTA | component | StrictComfortDemandController | cooling_enabled_above_running_mean_outdoor_temperature_in_celsius | 99
2026-07-31 12:42:32 UTC | bp01_07_CH_ZUESTA | bp01 | 07_CH | ZUESTA | component | ComfortBandHeatingDemand | building_name | BUI1
2026-07-31 12:42:32 UTC | bp01_07_CH_ZUESTA | bp01 | 07_CH | ZUESTA | component | ComfortBandHeatingDemand | name | ComfortBandHeatingDemand
2026-07-31 12:42:32 UTC | bp01_07_CH_ZUESTA | bp01 | 07_CH | ZUESTA | component | ComfortBandHeatingDemand | max_heating_power_in_watt | 7052.23
2026-07-31 12:42:32 UTC | bp01_07_CH_ZUESTA | bp01 | 07_CH | ZUESTA | component | ComfortBandHeatingDemand | proportional_gain_in_watt_per_kelvin | 14104.5
2026-07-31 12:42:32 UTC | bp01_07_CH_ZUESTA | bp01 | 07_CH | ZUESTA | component | StrictComfortSetpointModifier | building_name | BUI1
2026-07-31 12:42:32 UTC | bp01_07_CH_ZUESTA | bp01 | 07_CH | ZUESTA | component | StrictComfortSetpointModifier | name | StrictComfortSetpointModifier
2026-07-31 12:42:32 UTC | bp01_07_CH_ZUESTA | bp01 | 07_CH | ZUESTA | component | StrictComfortSetpointModifier | base_heating_setpoint_in_celsius | 20.5
2026-07-31 12:42:32 UTC | bp01_07_CH_ZUESTA | bp01 | 07_CH | ZUESTA | component | StrictComfortSetpointModifier | recovery_gain | 5
2026-07-31 12:42:32 UTC | bp01_07_CH_ZUESTA | bp01 | 07_CH | ZUESTA | component | StrictComfortSetpointModifier | max_recovery_boost_in_celsius | 5
2026-07-31 12:42:32 UTC | bp01_07_CH_ZUESTA | bp01 | 07_CH | ZUESTA | component | StrictComfortSetpointModifier | clamp_min_modifier_in_celsius
2026-07-31 12:42:32 UTC | bp01_07_CH_ZUESTA | bp01 | 07_CH | ZUESTA | component | StrictComfortSetpointModifier | clamp_max_modifier_in_celsius | 15
2026-07-31 12:42:32 UTC | bp01_07_CH_ZUESTA | bp01 | 07_CH | ZUESTA | component | HeatDistributionController | building_name | BUI1
2026-07-31 12:42:32 UTC | bp01_07_CH_ZUESTA | bp01 | 07_CH | ZUESTA | component | HeatDistributionController | name | HeatDistributionController
2026-07-31 12:42:32 UTC | bp01_07_CH_ZUESTA | bp01 | 07_CH | ZUESTA | component | HeatDistributionController | heating_system | HeatDistributionSystemType.FLOORHEATING
2026-07-31 12:42:32 UTC | bp01_07_CH_ZUESTA | bp01 | 07_CH | ZUESTA | component | HeatDistributionController | set_heating_threshold_outside_temperature_in_celsius | 16
2026-07-31 12:42:32 UTC | bp01_07_CH_ZUESTA | bp01 | 07_CH | ZUESTA | component | HeatDistributionController | heating_reference_temperature_in_celsius | -8
2026-07-31 12:42:32 UTC | bp01_07_CH_ZUESTA | bp01 | 07_CH | ZUESTA | component | HeatDistributionController | set_heating_temperature_for_building_in_celsius | 20.5
2026-07-31 12:42:32 UTC | bp01_07_CH_ZUESTA | bp01 | 07_CH | ZUESTA | component | HeatDistributionController | set_cooling_temperature_for_building_in_celsius | 99
2026-07-31 12:42:32 UTC | bp01_07_CH_ZUESTA | bp01 | 07_CH | ZUESTA | component | HeatDistributionController | heating_load_of_building_in_watt | 7052.23
2026-07-31 12:42:32 UTC | bp01_07_CH_ZUESTA | bp01 | 07_CH | ZUESTA | heat_distribution | HeatDistributionSystem | absolute_conditioned_floor_area_in_m2 | 199
2026-07-31 12:42:32 UTC | bp01_07_CH_ZUESTA | bp01 | 07_CH | ZUESTA | thermal_storage | SimpleHotWaterStorage | volume_heating_water_storage_in_liter | 352.6
2026-07-31 12:42:32 UTC | bp01_07_CH_ZUESTA | bp01 | 07_CH | ZUESTA | component | BufferRemainingCapacity60C | building_name | BUI1
2026-07-31 12:42:32 UTC | bp01_07_CH_ZUESTA | bp01 | 07_CH | ZUESTA | component | BufferRemainingCapacity60C | name | BufferRemainingCapacity60C
2026-07-31 12:42:32 UTC | bp01_07_CH_ZUESTA | bp01 | 07_CH | ZUESTA | component | BufferRemainingCapacity60C | volume_heating_water_storage_in_liter | 352.6
2026-07-31 12:42:32 UTC | bp01_07_CH_ZUESTA | bp01 | 07_CH | ZUESTA | component | BufferRemainingCapacity60C | max_temperature_in_celsius | 6
2026-07-31 12:42:32 UTC | bp01_07_CH_ZUESTA | bp01 | 07_CH | ZUESTA | component | BufferRemainingCapacity60C | water_density_kg_per_liter | 0.992
2026-07-31 12:42:32 UTC | bp01_07_CH_ZUESTA | bp01 | 07_CH | ZUESTA | component | BufferRemainingCapacity60C | water_specific_heat_capacity_j_per_kg_per_k | 4180
2026-07-31 12:42:32 UTC | bp01_07_CH_ZUESTA | bp01 | 07_CH | ZUESTA | component | SolarThermalDHW_BP10 | building_name | BUI1
2026-07-31 12:42:32 UTC | bp01_07_CH_ZUESTA | bp01 | 07_CH | ZUESTA | component | SolarThermalDHW_BP10 | name | SolarThermalDHW_BP10
2026-07-31 12:42:32 UTC | bp01_07_CH_ZUESTA | bp01 | 07_CH | ZUESTA | component | SolarThermalDHW_BP10 | azimuth | 18
2026-07-31 12:42:32 UTC | bp01_07_CH_ZUESTA | bp01 | 07_CH | ZUESTA | component | SolarThermalDHW_BP10 | tilt | 3
2026-07-31 12:42:32 UTC | bp01_07_CH_ZUESTA | bp01 | 07_CH | ZUESTA | component | SolarThermalDHW_BP10 | area_m2 | 12
2026-07-31 12:42:32 UTC | bp01_07_CH_ZUESTA | bp01 | 07_CH | ZUESTA | component | SolarThermalDHW_BP10 | eta_0 | 0.78
2026-07-31 12:42:32 UTC | bp01_07_CH_ZUESTA | bp01 | 07_CH | ZUESTA | component | SolarThermalDHW_BP10 | a_1_w_m2_k | 3.2
2026-07-31 12:42:32 UTC | bp01_07_CH_ZUESTA | bp01 | 07_CH | ZUESTA | component | SolarThermalDHW_BP10 | a_2_w_m2_k | 0.015
2026-07-31 12:42:32 UTC | bp01_07_CH_ZUESTA | bp01 | 07_CH | ZUESTA | component | SolarThermalDHW_BP10 | old_solar_pump | false
2026-07-31 12:42:32 UTC | bp01_07_CH_ZUESTA | bp01 | 07_CH | ZUESTA | component | SolarThermalDHW_BP10 | source_weight | 1
2026-07-31 12:42:32 UTC | bp01_07_CH_ZUESTA | bp01 | 07_CH | ZUESTA | component | SolarThermalSystemController_BP10 | building_name | BUI1
2026-07-31 12:42:32 UTC | bp01_07_CH_ZUESTA | bp01 | 07_CH | ZUESTA | component | SolarThermalSystemController_BP10 | name | SolarThermalSystemController_BP10
2026-07-31 12:42:32 UTC | bp01_07_CH_ZUESTA | bp01 | 07_CH | ZUESTA | component | SolarThermalSystemController_BP10 | set_temperature_difference_for_on | 10
2026-07-31 12:42:32 UTC | bp01_07_CH_ZUESTA | bp01 | 07_CH | ZUESTA | component | PelletBoilerController | building_name | BUI1
2026-07-31 12:42:32 UTC | bp01_07_CH_ZUESTA | bp01 | 07_CH | ZUESTA | component | PelletBoilerController | name | PelletBoilerController
2026-07-31 12:42:32 UTC | bp01_07_CH_ZUESTA | bp01 | 07_CH | ZUESTA | component | PelletBoilerController | is_modulating | true
2026-07-31 12:42:32 UTC | bp01_07_CH_ZUESTA | bp01 | 07_CH | ZUESTA | component | PelletBoilerController | set_heating_threshold_outside_temperature_in_celsius | 16
2026-07-31 12:42:32 UTC | bp01_07_CH_ZUESTA | bp01 | 07_CH | ZUESTA | component | PelletBoilerController | minimal_thermal_power_in_watt
2026-07-31 12:42:32 UTC | bp01_07_CH_ZUESTA | bp01 | 07_CH | ZUESTA | component | PelletBoilerController | maximal_thermal_power_in_watt | 4730
2026-07-31 12:42:32 UTC | bp01_07_CH_ZUESTA | bp01 | 07_CH | ZUESTA | component | PelletBoilerController | set_temperature_difference_for_full_power | 5
2026-07-31 12:42:32 UTC | bp01_07_CH_ZUESTA | bp01 | 07_CH | ZUESTA | component | PelletBoilerController | minimum_runtime_in_seconds | 7200
2026-07-31 12:42:32 UTC | bp01_07_CH_ZUESTA | bp01 | 07_CH | ZUESTA | component | PelletBoilerController | minimum_resting_time_in_seconds | 5400
2026-07-31 12:42:32 UTC | bp01_07_CH_ZUESTA | bp01 | 07_CH | ZUESTA | component | PelletBoilerController | with_domestic_hot_water_preparation | true
2026-07-31 12:42:32 UTC | bp01_07_CH_ZUESTA | bp01 | 07_CH | ZUESTA | component | PelletBoilerController | secondary_mode | true
2026-07-31 12:42:32 UTC | bp01_07_CH_ZUESTA | bp01 | 07_CH | ZUESTA | component | PelletBoilerController | hysteresis_water_temperature_offset | 10
2026-07-31 12:42:32 UTC | bp01_07_CH_ZUESTA | bp01 | 07_CH | ZUESTA | component | PelletBoilerController | seasonal_modulation_minimum_enabled | true
2026-07-31 12:42:32 UTC | bp01_07_CH_ZUESTA | bp01 | 07_CH | ZUESTA | component | PelletBoilerController | winter_modulation_minimum_thermal_power_in_watt | 78.83
2026-07-31 12:42:32 UTC | bp01_07_CH_ZUESTA | bp01 | 07_CH | ZUESTA | component | PelletBoilerController | summer_modulation_minimum_thermal_power_in_watt
2026-07-31 12:42:32 UTC | bp01_07_CH_ZUESTA | bp01 | 07_CH | ZUESTA | component | PelletBoilerController | summer_modulation_daily_avg_outdoor_temperature_threshold_celsius | 16
2026-07-31 12:42:32 UTC | bp01_07_CH_ZUESTA | bp01 | 07_CH | ZUESTA | heat_generator | PelletBoiler | minimal_thermal_power_in_watt
2026-07-31 12:42:32 UTC | bp01_07_CH_ZUESTA | bp01 | 07_CH | ZUESTA | heat_generator | PelletBoiler | maximal_thermal_power_in_watt | 4730
2026-07-31 12:42:32 UTC | bp01_07_CH_ZUESTA | bp01 | 07_CH | ZUESTA | heat_generator | PelletBoiler | eff_th_min | 0.6
2026-07-31 12:42:32 UTC | bp01_07_CH_ZUESTA | bp01 | 07_CH | ZUESTA | heat_generator | PelletBoiler | eff_th_max | 0.9
2026-07-31 12:42:32 UTC | bp01_07_CH_ZUESTA | bp01 | 07_CH | ZUESTA | heat_generator | PelletBoiler | boiler_type | BoilerType.CONVENTIONAL
2026-07-31 12:42:32 UTC | bp01_07_CH_ZUESTA | bp01 | 07_CH | ZUESTA | heat_generator | PelletBoiler | energy_carrier | LoadTypes.PELLETS
2026-07-31 12:42:32 UTC | bp01_07_CH_ZUESTA | bp01 | 07_CH | ZUESTA | component | FuelMeter | building_name | BUI1
2026-07-31 12:42:32 UTC | bp01_07_CH_ZUESTA | bp01 | 07_CH | ZUESTA | component | FuelMeter | name | FuelMeter
2026-07-31 12:42:32 UTC | bp01_07_CH_ZUESTA | bp01 | 07_CH | ZUESTA | component | FuelMeter | fuel_loadtype | LoadTypes.PELLETS
2026-07-31 12:42:32 UTC | bp01_07_CH_ZUESTA | bp01 | 07_CH | ZUESTA | component | FuelMeter | heating_value_of_fuel_in_kwh_per_liter | 3.25
2026-07-31 12:42:32 UTC | bp01_07_CH_ZUESTA | bp01 | 07_CH | ZUESTA | component | FuelMeter | fuel_density_in_kg_per_m3 | 650
2026-07-31 12:42:32 UTC | bp01_07_CH_ZUESTA | bp01 | 07_CH | ZUESTA | component | HeatGeneratorTotalThermalPower | building_name | BUI1
2026-07-31 12:42:32 UTC | bp01_07_CH_ZUESTA | bp01 | 07_CH | ZUESTA | component | HeatGeneratorTotalThermalPower | name | HeatGeneratorTotalThermalPower
2026-07-31 12:42:32 UTC | bp01_07_CH_ZUESTA | bp01 | 07_CH | ZUESTA | component | HeatGeneratorTotalThermalPower | loadtype | LoadTypes.ANY
2026-07-31 12:42:32 UTC | bp01_07_CH_ZUESTA | bp01 | 07_CH | ZUESTA | component | HeatGeneratorTotalThermalPower | unit | Units.WATT
2026-07-31 12:42:32 UTC | bp01_07_CH_ZUESTA | bp01 | 07_CH | ZUESTA | component | HeatGeneratorPlantDhwThermalPower | building_name | BUI1
2026-07-31 12:42:32 UTC | bp01_07_CH_ZUESTA | bp01 | 07_CH | ZUESTA | component | HeatGeneratorPlantDhwThermalPower | name | HeatGeneratorPlantDhwThermalPower
2026-07-31 12:42:32 UTC | bp01_07_CH_ZUESTA | bp01 | 07_CH | ZUESTA | component | HeatGeneratorPlantDhwThermalPower | loadtype | LoadTypes.ANY
2026-07-31 12:42:32 UTC | bp01_07_CH_ZUESTA | bp01 | 07_CH | ZUESTA | component | HeatGeneratorPlantDhwThermalPower | unit | Units.WATT
2026-07-31 12:42:32 UTC | bp01_07_CH_ZUESTA | bp01 | 07_CH | ZUESTA | component | SolarDhwThermalPower | building_name | BUI1
2026-07-31 12:42:32 UTC | bp01_07_CH_ZUESTA | bp01 | 07_CH | ZUESTA | component | SolarDhwThermalPower | name | SolarDhwThermalPower
2026-07-31 12:42:32 UTC | bp01_07_CH_ZUESTA | bp01 | 07_CH | ZUESTA | component | SolarDhwThermalPower | loadtype | LoadTypes.ANY
2026-07-31 12:42:32 UTC | bp01_07_CH_ZUESTA | bp01 | 07_CH | ZUESTA | component | SolarDhwThermalPower | unit | Units.WATT
2026-07-31 12:42:32 UTC | bp01_07_CH_ZUESTA | bp01 | 07_CH | ZUESTA | component | FlexibilityPotential | building_name | BUI1
2026-07-31 12:42:32 UTC | bp01_07_CH_ZUESTA | bp01 | 07_CH | ZUESTA | component | FlexibilityPotential | name | FlexibilityPotential
2026-07-31 12:42:32 UTC | bp01_07_CH_ZUESTA | bp01 | 07_CH | ZUESTA | component | FlexibilityPotential | fallback_heating_cop | 1
2026-07-31 12:42:32 UTC | bp01_07_CH_ZUESTA | bp01 | 07_CH | ZUESTA | component | FlexibilityPotential | fallback_cooling_eer
2026-07-31 12:42:32 UTC | bp01_08_CH_ZUESTA | bp01 | 08_CH | ZUESTA | simulation | SimulationParameters | year | 2050
2026-07-31 12:42:32 UTC | bp01_08_CH_ZUESTA | bp01 | 08_CH | ZUESTA | simulation | SimulationParameters | seconds_per_timestep | 9 | s
2026-07-31 12:42:32 UTC | bp01_08_CH_ZUESTA | bp01 | 08_CH | ZUESTA | simulation | SimulationParameters | country | CH
2026-07-31 12:42:32 UTC | bp01_08_CH_ZUESTA | bp01 | 08_CH | ZUESTA | cli | cli_overrides | ARCH | 08_CH
2026-07-31 12:42:32 UTC | bp01_08_CH_ZUESTA | bp01 | 08_CH | ZUESTA | cli | cli_overrides | WEATHER | ZUESTA
2026-07-31 12:42:32 UTC | bp01_08_CH_ZUESTA | bp01 | 08_CH | ZUESTA | cli | cli_overrides | TIME_HORIZON | future
2026-07-31 12:42:32 UTC | bp01_08_CH_ZUESTA | bp01 | 08_CH | ZUESTA | cli | cli_overrides | SCENARIO | none
2026-07-31 12:42:32 UTC | bp01_08_CH_ZUESTA | bp01 | 08_CH | ZUESTA | cli | cli_overrides | OCC | SIA2024
2026-07-31 12:42:32 UTC | bp01_08_CH_ZUESTA | bp01 | 08_CH | ZUESTA | cli | cli_overrides | HEATGEN_SIZING | IDEAL_LOOKUP
2026-07-31 12:42:32 UTC | bp01_08_CH_ZUESTA | bp01 | 08_CH | ZUESTA | cli | cli_overrides | HP_SHARE_OF_IDEAL | 0.8
2026-07-31 12:42:32 UTC | bp01_08_CH_ZUESTA | bp01 | 08_CH | ZUESTA | internal_loads | SIA2024Occupancy | conditioned_floor_area_in_m2 | 201
2026-07-31 12:42:32 UTC | bp01_08_CH_ZUESTA | bp01 | 08_CH | ZUESTA | internal_loads | SIA2024Occupancy | appliances_load_w_per_m2 | 1
2026-07-31 12:42:32 UTC | bp01_08_CH_ZUESTA | bp01 | 08_CH | ZUESTA | internal_loads | SIA2024Occupancy | lighting_load_w_per_m2 | 3
2026-07-31 12:42:32 UTC | bp01_08_CH_ZUESTA | bp01 | 08_CH | ZUESTA | internal_loads | SIA2024Occupancy | lighting_annual_full_load_hours | 846
2026-07-31 12:42:32 UTC | bp01_08_CH_ZUESTA | bp01 | 08_CH | ZUESTA | internal_loads | SIA2024Occupancy | appliances_yearly_utilization_per_month | 0.7995
2026-07-31 12:42:32 UTC | bp01_08_CH_ZUESTA | bp01 | 08_CH | ZUESTA | weather | Weather | source_path | C:\Users\het\HiSim\hisim\inputs\weather\custom_csv\Zurich\NABZUE_2060_RCP85_DRY.csv
2026-07-31 12:42:32 UTC | bp01_08_CH_ZUESTA | bp01 | 08_CH | ZUESTA | weather | Weather | location | Zurich
2026-07-31 12:42:32 UTC | bp01_08_CH_ZUESTA | bp01 | 08_CH | ZUESTA | weather | Weather | name | Weather
2026-07-31 12:42:32 UTC | bp01_08_CH_ZUESTA | bp01 | 08_CH | ZUESTA | component | ElectricityMeter | building_name | BUI1
2026-07-31 12:42:32 UTC | bp01_08_CH_ZUESTA | bp01 | 08_CH | ZUESTA | component | ElectricityMeter | name | ElectricityMeter
2026-07-31 12:42:32 UTC | bp01_08_CH_ZUESTA | bp01 | 08_CH | ZUESTA | building | Building | building_name | 2001_2010
2026-07-31 12:42:32 UTC | bp01_08_CH_ZUESTA | bp01 | 08_CH | ZUESTA | building | Building | building_code | AT.N.SFH.07.Gen.ReEx.001.002
2026-07-31 12:42:32 UTC | bp01_08_CH_ZUESTA | bp01 | 08_CH | ZUESTA | building | Building | building_heat_capacity_class | heavy
2026-07-31 12:42:32 UTC | bp01_08_CH_ZUESTA | bp01 | 08_CH | ZUESTA | building | Building | absolute_conditioned_floor_area_in_m2 | 201
2026-07-31 12:42:32 UTC | bp01_08_CH_ZUESTA | bp01 | 08_CH | ZUESTA | building | Building | heating_reference_temperature_in_celsius | -8
2026-07-31 12:42:32 UTC | bp01_08_CH_ZUESTA | bp01 | 08_CH | ZUESTA | building | Building | floor_u_value_in_watt_per_m2_per_kelvin | 0.38
2026-07-31 12:42:32 UTC | bp01_08_CH_ZUESTA | bp01 | 08_CH | ZUESTA | building | Building | floor_area_in_m2 | 84.2
2026-07-31 12:42:32 UTC | bp01_08_CH_ZUESTA | bp01 | 08_CH | ZUESTA | building | Building | facade_u_value_in_watt_per_m2_per_kelvin | 0.3
2026-07-31 12:42:32 UTC | bp01_08_CH_ZUESTA | bp01 | 08_CH | ZUESTA | building | Building | facade_area_in_m2 | 177.6
2026-07-31 12:42:32 UTC | bp01_08_CH_ZUESTA | bp01 | 08_CH | ZUESTA | building | Building | roof_u_value_in_watt_per_m2_per_kelvin | 0.26
2026-07-31 12:42:32 UTC | bp01_08_CH_ZUESTA | bp01 | 08_CH | ZUESTA | building | Building | roof_area_in_m2 | 96.76
2026-07-31 12:42:32 UTC | bp01_08_CH_ZUESTA | bp01 | 08_CH | ZUESTA | building | Building | window_u_value_in_watt_per_m2_per_kelvin | 1.5
2026-07-31 12:42:32 UTC | bp01_08_CH_ZUESTA | bp01 | 08_CH | ZUESTA | building | Building | window_area_in_m2 | 32.16
2026-07-31 12:42:32 UTC | bp01_08_CH_ZUESTA | bp01 | 08_CH | ZUESTA | building | Building | door_u_value_in_watt_per_m2_per_kelvin
2026-07-31 12:42:32 UTC | bp01_08_CH_ZUESTA | bp01 | 08_CH | ZUESTA | building | Building | door_area_in_m2
2026-07-31 12:42:32 UTC | bp01_08_CH_ZUESTA | bp01 | 08_CH | ZUESTA | building | Building | set_heating_temperature_in_celsius | 20.5
2026-07-31 12:42:32 UTC | bp01_08_CH_ZUESTA | bp01 | 08_CH | ZUESTA | building | Building | set_cooling_temperature_in_celsius | 99
2026-07-31 12:42:32 UTC | bp01_08_CH_ZUESTA | bp01 | 08_CH | ZUESTA | building | Building | natural_ventilation_m3_per_h_per_person | 29
2026-07-31 12:42:32 UTC | bp01_08_CH_ZUESTA | bp01 | 08_CH | ZUESTA | building | Building | sia_natural_ventilation_m3_per_h_per_m2 | 0.6
2026-07-31 12:42:32 UTC | bp01_08_CH_ZUESTA | bp01 | 08_CH | ZUESTA | building | Building | swiss_infiltration_rate_per_h | 0.15
2026-07-31 12:42:32 UTC | bp01_08_CH_ZUESTA | bp01 | 08_CH | ZUESTA | building | Building | heating_demand_mode | iso13790
2026-07-31 12:42:32 UTC | bp01_08_CH_ZUESTA | bp01 | 08_CH | ZUESTA | building | Building | operative_heating_proportional_band_in_celsius | 1
2026-07-31 12:42:32 UTC | bp01_08_CH_ZUESTA | bp01 | 08_CH | ZUESTA | building | Building | operative_heating_proportional_gain | 1
2026-07-31 12:42:32 UTC | bp01_08_CH_ZUESTA | bp01 | 08_CH | ZUESTA | building | Building | control_comfort_lower_bound_shift_in_celsius
2026-07-31 12:42:32 UTC | bp01_08_CH_ZUESTA | bp01 | 08_CH | ZUESTA | building | Building | comfort_aware_seasonal_heating_gate | true
2026-07-31 12:42:32 UTC | bp01_08_CH_ZUESTA | bp01 | 08_CH | ZUESTA | component | StrictComfortDemandController | building_name | BUI1
2026-07-31 12:42:32 UTC | bp01_08_CH_ZUESTA | bp01 | 08_CH | ZUESTA | component | StrictComfortDemandController | name | StrictComfortDemandController
2026-07-31 12:42:32 UTC | bp01_08_CH_ZUESTA | bp01 | 08_CH | ZUESTA | component | StrictComfortDemandController | temperature_air_heating_in_celsius | 20.5
2026-07-31 12:42:32 UTC | bp01_08_CH_ZUESTA | bp01 | 08_CH | ZUESTA | component | StrictComfortDemandController | temperature_air_cooling_in_celsius | 24
2026-07-31 12:42:32 UTC | bp01_08_CH_ZUESTA | bp01 | 08_CH | ZUESTA | component | StrictComfortDemandController | offset | 0.5
2026-07-31 12:42:32 UTC | bp01_08_CH_ZUESTA | bp01 | 08_CH | ZUESTA | component | StrictComfortDemandController | mode | 2
2026-07-31 12:42:32 UTC | bp01_08_CH_ZUESTA | bp01 | 08_CH | ZUESTA | component | StrictComfortDemandController | use_adaptive_comfort_band | true
2026-07-31 12:42:32 UTC | bp01_08_CH_ZUESTA | bp01 | 08_CH | ZUESTA | component | StrictComfortDemandController | control_strategy | strict_comfort_band_v1
2026-07-31 12:42:32 UTC | bp01_08_CH_ZUESTA | bp01 | 08_CH | ZUESTA | component | StrictComfortDemandController | comfort_band_inner_offset_in_celsius | 0.5
2026-07-31 12:42:32 UTC | bp01_08_CH_ZUESTA | bp01 | 08_CH | ZUESTA | component | StrictComfortDemandController | comfort_band_inner_offset_lower_in_celsius | 1
2026-07-31 12:42:32 UTC | bp01_08_CH_ZUESTA | bp01 | 08_CH | ZUESTA | component | StrictComfortDemandController | comfort_band_inner_offset_upper_in_celsius | 0.5
2026-07-31 12:42:32 UTC | bp01_08_CH_ZUESTA | bp01 | 08_CH | ZUESTA | component | StrictComfortDemandController | heating_disabled_above_running_mean_outdoor_temperature_in_celsius | 18
2026-07-31 12:42:32 UTC | bp01_08_CH_ZUESTA | bp01 | 08_CH | ZUESTA | component | StrictComfortDemandController | cooling_enabled_above_running_mean_outdoor_temperature_in_celsius | 99
2026-07-31 12:42:32 UTC | bp01_08_CH_ZUESTA | bp01 | 08_CH | ZUESTA | component | ComfortBandHeatingDemand | building_name | BUI1
2026-07-31 12:42:32 UTC | bp01_08_CH_ZUESTA | bp01 | 08_CH | ZUESTA | component | ComfortBandHeatingDemand | name | ComfortBandHeatingDemand
2026-07-31 12:42:32 UTC | bp01_08_CH_ZUESTA | bp01 | 08_CH | ZUESTA | component | ComfortBandHeatingDemand | max_heating_power_in_watt | 5754.87
2026-07-31 12:42:32 UTC | bp01_08_CH_ZUESTA | bp01 | 08_CH | ZUESTA | component | ComfortBandHeatingDemand | proportional_gain_in_watt_per_kelvin | 11509.7
2026-07-31 12:42:32 UTC | bp01_08_CH_ZUESTA | bp01 | 08_CH | ZUESTA | component | StrictComfortSetpointModifier | building_name | BUI1
2026-07-31 12:42:32 UTC | bp01_08_CH_ZUESTA | bp01 | 08_CH | ZUESTA | component | StrictComfortSetpointModifier | name | StrictComfortSetpointModifier
2026-07-31 12:42:32 UTC | bp01_08_CH_ZUESTA | bp01 | 08_CH | ZUESTA | component | StrictComfortSetpointModifier | base_heating_setpoint_in_celsius | 20.5
2026-07-31 12:42:32 UTC | bp01_08_CH_ZUESTA | bp01 | 08_CH | ZUESTA | component | StrictComfortSetpointModifier | recovery_gain | 5
2026-07-31 12:42:32 UTC | bp01_08_CH_ZUESTA | bp01 | 08_CH | ZUESTA | component | StrictComfortSetpointModifier | max_recovery_boost_in_celsius | 5
2026-07-31 12:42:32 UTC | bp01_08_CH_ZUESTA | bp01 | 08_CH | ZUESTA | component | StrictComfortSetpointModifier | clamp_min_modifier_in_celsius
2026-07-31 12:42:32 UTC | bp01_08_CH_ZUESTA | bp01 | 08_CH | ZUESTA | component | StrictComfortSetpointModifier | clamp_max_modifier_in_celsius | 15
2026-07-31 12:42:32 UTC | bp01_08_CH_ZUESTA | bp01 | 08_CH | ZUESTA | component | HeatDistributionController | building_name | BUI1
2026-07-31 12:42:32 UTC | bp01_08_CH_ZUESTA | bp01 | 08_CH | ZUESTA | component | HeatDistributionController | name | HeatDistributionController
2026-07-31 12:42:32 UTC | bp01_08_CH_ZUESTA | bp01 | 08_CH | ZUESTA | component | HeatDistributionController | heating_system | HeatDistributionSystemType.FLOORHEATING
2026-07-31 12:42:32 UTC | bp01_08_CH_ZUESTA | bp01 | 08_CH | ZUESTA | component | HeatDistributionController | set_heating_threshold_outside_temperature_in_celsius | 16
2026-07-31 12:42:32 UTC | bp01_08_CH_ZUESTA | bp01 | 08_CH | ZUESTA | component | HeatDistributionController | heating_reference_temperature_in_celsius | -8
2026-07-31 12:42:32 UTC | bp01_08_CH_ZUESTA | bp01 | 08_CH | ZUESTA | component | HeatDistributionController | set_heating_temperature_for_building_in_celsius | 20.5
2026-07-31 12:42:32 UTC | bp01_08_CH_ZUESTA | bp01 | 08_CH | ZUESTA | component | HeatDistributionController | set_cooling_temperature_for_building_in_celsius | 99
2026-07-31 12:42:32 UTC | bp01_08_CH_ZUESTA | bp01 | 08_CH | ZUESTA | component | HeatDistributionController | heating_load_of_building_in_watt | 5754.87
2026-07-31 12:42:32 UTC | bp01_08_CH_ZUESTA | bp01 | 08_CH | ZUESTA | heat_distribution | HeatDistributionSystem | absolute_conditioned_floor_area_in_m2 | 201
2026-07-31 12:42:32 UTC | bp01_08_CH_ZUESTA | bp01 | 08_CH | ZUESTA | thermal_storage | SimpleHotWaterStorage | volume_heating_water_storage_in_liter | 287.7
2026-07-31 12:42:32 UTC | bp01_08_CH_ZUESTA | bp01 | 08_CH | ZUESTA | component | BufferRemainingCapacity60C | building_name | BUI1
2026-07-31 12:42:32 UTC | bp01_08_CH_ZUESTA | bp01 | 08_CH | ZUESTA | component | BufferRemainingCapacity60C | name | BufferRemainingCapacity60C
2026-07-31 12:42:32 UTC | bp01_08_CH_ZUESTA | bp01 | 08_CH | ZUESTA | component | BufferRemainingCapacity60C | volume_heating_water_storage_in_liter | 287.7
2026-07-31 12:42:32 UTC | bp01_08_CH_ZUESTA | bp01 | 08_CH | ZUESTA | component | BufferRemainingCapacity60C | max_temperature_in_celsius | 6
2026-07-31 12:42:32 UTC | bp01_08_CH_ZUESTA | bp01 | 08_CH | ZUESTA | component | BufferRemainingCapacity60C | water_density_kg_per_liter | 0.992
2026-07-31 12:42:32 UTC | bp01_08_CH_ZUESTA | bp01 | 08_CH | ZUESTA | component | BufferRemainingCapacity60C | water_specific_heat_capacity_j_per_kg_per_k | 4180
2026-07-31 12:42:32 UTC | bp01_08_CH_ZUESTA | bp01 | 08_CH | ZUESTA | component | SolarThermalDHW_BP10 | building_name | BUI1
2026-07-31 12:42:32 UTC | bp01_08_CH_ZUESTA | bp01 | 08_CH | ZUESTA | component | SolarThermalDHW_BP10 | name | SolarThermalDHW_BP10
2026-07-31 12:42:32 UTC | bp01_08_CH_ZUESTA | bp01 | 08_CH | ZUESTA | component | SolarThermalDHW_BP10 | azimuth | 18
2026-07-31 12:42:32 UTC | bp01_08_CH_ZUESTA | bp01 | 08_CH | ZUESTA | component | SolarThermalDHW_BP10 | tilt | 3
2026-07-31 12:42:32 UTC | bp01_08_CH_ZUESTA | bp01 | 08_CH | ZUESTA | component | SolarThermalDHW_BP10 | area_m2 | 12
2026-07-31 12:42:32 UTC | bp01_08_CH_ZUESTA | bp01 | 08_CH | ZUESTA | component | SolarThermalDHW_BP10 | eta_0 | 0.78
2026-07-31 12:42:32 UTC | bp01_08_CH_ZUESTA | bp01 | 08_CH | ZUESTA | component | SolarThermalDHW_BP10 | a_1_w_m2_k | 3.2
2026-07-31 12:42:32 UTC | bp01_08_CH_ZUESTA | bp01 | 08_CH | ZUESTA | component | SolarThermalDHW_BP10 | a_2_w_m2_k | 0.015
2026-07-31 12:42:32 UTC | bp01_08_CH_ZUESTA | bp01 | 08_CH | ZUESTA | component | SolarThermalDHW_BP10 | old_solar_pump | false
2026-07-31 12:42:32 UTC | bp01_08_CH_ZUESTA | bp01 | 08_CH | ZUESTA | component | SolarThermalDHW_BP10 | source_weight | 1
2026-07-31 12:42:32 UTC | bp01_08_CH_ZUESTA | bp01 | 08_CH | ZUESTA | component | SolarThermalSystemController_BP10 | building_name | BUI1
2026-07-31 12:42:32 UTC | bp01_08_CH_ZUESTA | bp01 | 08_CH | ZUESTA | component | SolarThermalSystemController_BP10 | name | SolarThermalSystemController_BP10
2026-07-31 12:42:32 UTC | bp01_08_CH_ZUESTA | bp01 | 08_CH | ZUESTA | component | SolarThermalSystemController_BP10 | set_temperature_difference_for_on | 10
2026-07-31 12:42:32 UTC | bp01_08_CH_ZUESTA | bp01 | 08_CH | ZUESTA | component | PelletBoilerController | building_name | BUI1
2026-07-31 12:42:32 UTC | bp01_08_CH_ZUESTA | bp01 | 08_CH | ZUESTA | component | PelletBoilerController | name | PelletBoilerController
2026-07-31 12:42:32 UTC | bp01_08_CH_ZUESTA | bp01 | 08_CH | ZUESTA | component | PelletBoilerController | is_modulating | true
2026-07-31 12:42:32 UTC | bp01_08_CH_ZUESTA | bp01 | 08_CH | ZUESTA | component | PelletBoilerController | set_heating_threshold_outside_temperature_in_celsius | 16
2026-07-31 12:42:32 UTC | bp01_08_CH_ZUESTA | bp01 | 08_CH | ZUESTA | component | PelletBoilerController | minimal_thermal_power_in_watt
2026-07-31 12:42:32 UTC | bp01_08_CH_ZUESTA | bp01 | 08_CH | ZUESTA | component | PelletBoilerController | maximal_thermal_power_in_watt | 4100
2026-07-31 12:42:32 UTC | bp01_08_CH_ZUESTA | bp01 | 08_CH | ZUESTA | component | PelletBoilerController | set_temperature_difference_for_full_power | 5
2026-07-31 12:42:32 UTC | bp01_08_CH_ZUESTA | bp01 | 08_CH | ZUESTA | component | PelletBoilerController | minimum_runtime_in_seconds | 7200
2026-07-31 12:42:32 UTC | bp01_08_CH_ZUESTA | bp01 | 08_CH | ZUESTA | component | PelletBoilerController | minimum_resting_time_in_seconds | 5400
2026-07-31 12:42:32 UTC | bp01_08_CH_ZUESTA | bp01 | 08_CH | ZUESTA | component | PelletBoilerController | with_domestic_hot_water_preparation | true
2026-07-31 12:42:32 UTC | bp01_08_CH_ZUESTA | bp01 | 08_CH | ZUESTA | component | PelletBoilerController | secondary_mode | true
2026-07-31 12:42:32 UTC | bp01_08_CH_ZUESTA | bp01 | 08_CH | ZUESTA | component | PelletBoilerController | hysteresis_water_temperature_offset | 10
2026-07-31 12:42:32 UTC | bp01_08_CH_ZUESTA | bp01 | 08_CH | ZUESTA | component | PelletBoilerController | seasonal_modulation_minimum_enabled | true
2026-07-31 12:42:32 UTC | bp01_08_CH_ZUESTA | bp01 | 08_CH | ZUESTA | component | PelletBoilerController | winter_modulation_minimum_thermal_power_in_watt | 68.33
2026-07-31 12:42:32 UTC | bp01_08_CH_ZUESTA | bp01 | 08_CH | ZUESTA | component | PelletBoilerController | summer_modulation_minimum_thermal_power_in_watt
2026-07-31 12:42:32 UTC | bp01_08_CH_ZUESTA | bp01 | 08_CH | ZUESTA | component | PelletBoilerController | summer_modulation_daily_avg_outdoor_temperature_threshold_celsius | 16
2026-07-31 12:42:32 UTC | bp01_08_CH_ZUESTA | bp01 | 08_CH | ZUESTA | heat_generator | PelletBoiler | minimal_thermal_power_in_watt
2026-07-31 12:42:32 UTC | bp01_08_CH_ZUESTA | bp01 | 08_CH | ZUESTA | heat_generator | PelletBoiler | maximal_thermal_power_in_watt | 4100
2026-07-31 12:42:32 UTC | bp01_08_CH_ZUESTA | bp01 | 08_CH | ZUESTA | heat_generator | PelletBoiler | eff_th_min | 0.6
2026-07-31 12:42:32 UTC | bp01_08_CH_ZUESTA | bp01 | 08_CH | ZUESTA | heat_generator | PelletBoiler | eff_th_max | 0.9
2026-07-31 12:42:32 UTC | bp01_08_CH_ZUESTA | bp01 | 08_CH | ZUESTA | heat_generator | PelletBoiler | boiler_type | BoilerType.CONVENTIONAL
2026-07-31 12:42:32 UTC | bp01_08_CH_ZUESTA | bp01 | 08_CH | ZUESTA | heat_generator | PelletBoiler | energy_carrier | LoadTypes.PELLETS
2026-07-31 12:42:32 UTC | bp01_08_CH_ZUESTA | bp01 | 08_CH | ZUESTA | component | FuelMeter | building_name | BUI1
2026-07-31 12:42:32 UTC | bp01_08_CH_ZUESTA | bp01 | 08_CH | ZUESTA | component | FuelMeter | name | FuelMeter
2026-07-31 12:42:32 UTC | bp01_08_CH_ZUESTA | bp01 | 08_CH | ZUESTA | component | FuelMeter | fuel_loadtype | LoadTypes.PELLETS
2026-07-31 12:42:32 UTC | bp01_08_CH_ZUESTA | bp01 | 08_CH | ZUESTA | component | FuelMeter | heating_value_of_fuel_in_kwh_per_liter | 3.25
2026-07-31 12:42:32 UTC | bp01_08_CH_ZUESTA | bp01 | 08_CH | ZUESTA | component | FuelMeter | fuel_density_in_kg_per_m3 | 650
2026-07-31 12:42:32 UTC | bp01_08_CH_ZUESTA | bp01 | 08_CH | ZUESTA | component | HeatGeneratorTotalThermalPower | building_name | BUI1
2026-07-31 12:42:32 UTC | bp01_08_CH_ZUESTA | bp01 | 08_CH | ZUESTA | component | HeatGeneratorTotalThermalPower | name | HeatGeneratorTotalThermalPower
2026-07-31 12:42:32 UTC | bp01_08_CH_ZUESTA | bp01 | 08_CH | ZUESTA | component | HeatGeneratorTotalThermalPower | loadtype | LoadTypes.ANY
2026-07-31 12:42:32 UTC | bp01_08_CH_ZUESTA | bp01 | 08_CH | ZUESTA | component | HeatGeneratorTotalThermalPower | unit | Units.WATT
2026-07-31 12:42:32 UTC | bp01_08_CH_ZUESTA | bp01 | 08_CH | ZUESTA | component | HeatGeneratorPlantDhwThermalPower | building_name | BUI1
2026-07-31 12:42:32 UTC | bp01_08_CH_ZUESTA | bp01 | 08_CH | ZUESTA | component | HeatGeneratorPlantDhwThermalPower | name | HeatGeneratorPlantDhwThermalPower
2026-07-31 12:42:32 UTC | bp01_08_CH_ZUESTA | bp01 | 08_CH | ZUESTA | component | HeatGeneratorPlantDhwThermalPower | loadtype | LoadTypes.ANY
2026-07-31 12:42:32 UTC | bp01_08_CH_ZUESTA | bp01 | 08_CH | ZUESTA | component | HeatGeneratorPlantDhwThermalPower | unit | Units.WATT
2026-07-31 12:42:32 UTC | bp01_08_CH_ZUESTA | bp01 | 08_CH | ZUESTA | component | SolarDhwThermalPower | building_name | BUI1
2026-07-31 12:42:32 UTC | bp01_08_CH_ZUESTA | bp01 | 08_CH | ZUESTA | component | SolarDhwThermalPower | name | SolarDhwThermalPower
2026-07-31 12:42:32 UTC | bp01_08_CH_ZUESTA | bp01 | 08_CH | ZUESTA | component | SolarDhwThermalPower | loadtype | LoadTypes.ANY
2026-07-31 12:42:32 UTC | bp01_08_CH_ZUESTA | bp01 | 08_CH | ZUESTA | component | SolarDhwThermalPower | unit | Units.WATT
2026-07-31 12:42:32 UTC | bp01_08_CH_ZUESTA | bp01 | 08_CH | ZUESTA | component | FlexibilityPotential | building_name | BUI1
2026-07-31 12:42:32 UTC | bp01_08_CH_ZUESTA | bp01 | 08_CH | ZUESTA | component | FlexibilityPotential | name | FlexibilityPotential
2026-07-31 12:42:32 UTC | bp01_08_CH_ZUESTA | bp01 | 08_CH | ZUESTA | component | FlexibilityPotential | fallback_heating_cop | 1
2026-07-31 12:42:32 UTC | bp01_08_CH_ZUESTA | bp01 | 08_CH | ZUESTA | component | FlexibilityPotential | fallback_cooling_eer
2026-07-31 12:42:32 UTC | bp01_09_CH_ZUESTA | bp01 | 09_CH | ZUESTA | simulation | SimulationParameters | year | 2050
2026-07-31 12:42:32 UTC | bp01_09_CH_ZUESTA | bp01 | 09_CH | ZUESTA | simulation | SimulationParameters | seconds_per_timestep | 9 | s
2026-07-31 12:42:32 UTC | bp01_09_CH_ZUESTA | bp01 | 09_CH | ZUESTA | simulation | SimulationParameters | country | CH
2026-07-31 12:42:32 UTC | bp01_09_CH_ZUESTA | bp01 | 09_CH | ZUESTA | cli | cli_overrides | ARCH | 09_CH
2026-07-31 12:42:32 UTC | bp01_09_CH_ZUESTA | bp01 | 09_CH | ZUESTA | cli | cli_overrides | WEATHER | ZUESTA
2026-07-31 12:42:32 UTC | bp01_09_CH_ZUESTA | bp01 | 09_CH | ZUESTA | cli | cli_overrides | TIME_HORIZON | future
2026-07-31 12:42:32 UTC | bp01_09_CH_ZUESTA | bp01 | 09_CH | ZUESTA | cli | cli_overrides | SCENARIO | none
2026-07-31 12:42:32 UTC | bp01_09_CH_ZUESTA | bp01 | 09_CH | ZUESTA | cli | cli_overrides | OCC | SIA2024
2026-07-31 12:42:32 UTC | bp01_09_CH_ZUESTA | bp01 | 09_CH | ZUESTA | cli | cli_overrides | HEATGEN_SIZING | IDEAL_LOOKUP
2026-07-31 12:42:32 UTC | bp01_09_CH_ZUESTA | bp01 | 09_CH | ZUESTA | cli | cli_overrides | HP_SHARE_OF_IDEAL | 0.8
2026-07-31 12:42:32 UTC | bp01_09_CH_ZUESTA | bp01 | 09_CH | ZUESTA | internal_loads | SIA2024Occupancy | conditioned_floor_area_in_m2 | 206
2026-07-31 12:42:32 UTC | bp01_09_CH_ZUESTA | bp01 | 09_CH | ZUESTA | internal_loads | SIA2024Occupancy | appliances_load_w_per_m2 | 1
2026-07-31 12:42:32 UTC | bp01_09_CH_ZUESTA | bp01 | 09_CH | ZUESTA | internal_loads | SIA2024Occupancy | lighting_load_w_per_m2 | 3
2026-07-31 12:42:32 UTC | bp01_09_CH_ZUESTA | bp01 | 09_CH | ZUESTA | internal_loads | SIA2024Occupancy | lighting_annual_full_load_hours | 846
2026-07-31 12:42:32 UTC | bp01_09_CH_ZUESTA | bp01 | 09_CH | ZUESTA | internal_loads | SIA2024Occupancy | appliances_yearly_utilization_per_month | 0.7995
2026-07-31 12:42:32 UTC | bp01_09_CH_ZUESTA | bp01 | 09_CH | ZUESTA | weather | Weather | source_path | C:\Users\het\HiSim\hisim\inputs\weather\custom_csv\Zurich\NABZUE_2060_RCP85_DRY.csv
2026-07-31 12:42:32 UTC | bp01_09_CH_ZUESTA | bp01 | 09_CH | ZUESTA | weather | Weather | location | Zurich
2026-07-31 12:42:32 UTC | bp01_09_CH_ZUESTA | bp01 | 09_CH | ZUESTA | weather | Weather | name | Weather
2026-07-31 12:42:32 UTC | bp01_09_CH_ZUESTA | bp01 | 09_CH | ZUESTA | component | ElectricityMeter | building_name | BUI1
2026-07-31 12:42:32 UTC | bp01_09_CH_ZUESTA | bp01 | 09_CH | ZUESTA | component | ElectricityMeter | name | ElectricityMeter
2026-07-31 12:42:32 UTC | bp01_09_CH_ZUESTA | bp01 | 09_CH | ZUESTA | building | Building | building_name | 2011_2019
2026-07-31 12:42:32 UTC | bp01_09_CH_ZUESTA | bp01 | 09_CH | ZUESTA | building | Building | building_code | AT.N.SFH.08.Gen.ReEx.001.002
2026-07-31 12:42:32 UTC | bp01_09_CH_ZUESTA | bp01 | 09_CH | ZUESTA | building | Building | building_heat_capacity_class | heavy
2026-07-31 12:42:32 UTC | bp01_09_CH_ZUESTA | bp01 | 09_CH | ZUESTA | building | Building | absolute_conditioned_floor_area_in_m2 | 206
2026-07-31 12:42:32 UTC | bp01_09_CH_ZUESTA | bp01 | 09_CH | ZUESTA | building | Building | heating_reference_temperature_in_celsius | -8
2026-07-31 12:42:32 UTC | bp01_09_CH_ZUESTA | bp01 | 09_CH | ZUESTA | building | Building | floor_u_value_in_watt_per_m2_per_kelvin | 0.21
2026-07-31 12:42:32 UTC | bp01_09_CH_ZUESTA | bp01 | 09_CH | ZUESTA | building | Building | floor_area_in_m2 | 93.9
2026-07-31 12:42:32 UTC | bp01_09_CH_ZUESTA | bp01 | 09_CH | ZUESTA | building | Building | facade_u_value_in_watt_per_m2_per_kelvin | 0.17
2026-07-31 12:42:32 UTC | bp01_09_CH_ZUESTA | bp01 | 09_CH | ZUESTA | building | Building | facade_area_in_m2 | 180.6
2026-07-31 12:42:32 UTC | bp01_09_CH_ZUESTA | bp01 | 09_CH | ZUESTA | building | Building | roof_u_value_in_watt_per_m2_per_kelvin | 0.17
2026-07-31 12:42:32 UTC | bp01_09_CH_ZUESTA | bp01 | 09_CH | ZUESTA | building | Building | roof_area_in_m2 | 100.3
2026-07-31 12:42:32 UTC | bp01_09_CH_ZUESTA | bp01 | 09_CH | ZUESTA | building | Building | window_u_value_in_watt_per_m2_per_kelvin | 1
2026-07-31 12:42:32 UTC | bp01_09_CH_ZUESTA | bp01 | 09_CH | ZUESTA | building | Building | window_area_in_m2 | 37.3
2026-07-31 12:42:32 UTC | bp01_09_CH_ZUESTA | bp01 | 09_CH | ZUESTA | building | Building | door_u_value_in_watt_per_m2_per_kelvin
2026-07-31 12:42:32 UTC | bp01_09_CH_ZUESTA | bp01 | 09_CH | ZUESTA | building | Building | door_area_in_m2
2026-07-31 12:42:32 UTC | bp01_09_CH_ZUESTA | bp01 | 09_CH | ZUESTA | building | Building | set_heating_temperature_in_celsius | 20.5
2026-07-31 12:42:32 UTC | bp01_09_CH_ZUESTA | bp01 | 09_CH | ZUESTA | building | Building | set_cooling_temperature_in_celsius | 99
2026-07-31 12:42:32 UTC | bp01_09_CH_ZUESTA | bp01 | 09_CH | ZUESTA | building | Building | natural_ventilation_m3_per_h_per_person | 29
2026-07-31 12:42:32 UTC | bp01_09_CH_ZUESTA | bp01 | 09_CH | ZUESTA | building | Building | sia_natural_ventilation_m3_per_h_per_m2 | 0.6
2026-07-31 12:42:32 UTC | bp01_09_CH_ZUESTA | bp01 | 09_CH | ZUESTA | building | Building | swiss_infiltration_rate_per_h | 0.15
2026-07-31 12:42:32 UTC | bp01_09_CH_ZUESTA | bp01 | 09_CH | ZUESTA | building | Building | heating_demand_mode | iso13790
2026-07-31 12:42:32 UTC | bp01_09_CH_ZUESTA | bp01 | 09_CH | ZUESTA | building | Building | operative_heating_proportional_band_in_celsius | 1
2026-07-31 12:42:32 UTC | bp01_09_CH_ZUESTA | bp01 | 09_CH | ZUESTA | building | Building | operative_heating_proportional_gain | 1
2026-07-31 12:42:32 UTC | bp01_09_CH_ZUESTA | bp01 | 09_CH | ZUESTA | building | Building | control_comfort_lower_bound_shift_in_celsius
2026-07-31 12:42:32 UTC | bp01_09_CH_ZUESTA | bp01 | 09_CH | ZUESTA | building | Building | comfort_aware_seasonal_heating_gate | true
2026-07-31 12:42:32 UTC | bp01_09_CH_ZUESTA | bp01 | 09_CH | ZUESTA | component | StrictComfortDemandController | building_name | BUI1
2026-07-31 12:42:32 UTC | bp01_09_CH_ZUESTA | bp01 | 09_CH | ZUESTA | component | StrictComfortDemandController | name | StrictComfortDemandController
2026-07-31 12:42:32 UTC | bp01_09_CH_ZUESTA | bp01 | 09_CH | ZUESTA | component | StrictComfortDemandController | temperature_air_heating_in_celsius | 20.5
2026-07-31 12:42:32 UTC | bp01_09_CH_ZUESTA | bp01 | 09_CH | ZUESTA | component | StrictComfortDemandController | temperature_air_cooling_in_celsius | 24
2026-07-31 12:42:32 UTC | bp01_09_CH_ZUESTA | bp01 | 09_CH | ZUESTA | component | StrictComfortDemandController | offset | 0.5
2026-07-31 12:42:32 UTC | bp01_09_CH_ZUESTA | bp01 | 09_CH | ZUESTA | component | StrictComfortDemandController | mode | 2
2026-07-31 12:42:32 UTC | bp01_09_CH_ZUESTA | bp01 | 09_CH | ZUESTA | component | StrictComfortDemandController | use_adaptive_comfort_band | true
2026-07-31 12:42:32 UTC | bp01_09_CH_ZUESTA | bp01 | 09_CH | ZUESTA | component | StrictComfortDemandController | control_strategy | strict_comfort_band_v1
2026-07-31 12:42:32 UTC | bp01_09_CH_ZUESTA | bp01 | 09_CH | ZUESTA | component | StrictComfortDemandController | comfort_band_inner_offset_in_celsius | 0.5
2026-07-31 12:42:32 UTC | bp01_09_CH_ZUESTA | bp01 | 09_CH | ZUESTA | component | StrictComfortDemandController | comfort_band_inner_offset_lower_in_celsius | 1
2026-07-31 12:42:32 UTC | bp01_09_CH_ZUESTA | bp01 | 09_CH | ZUESTA | component | StrictComfortDemandController | comfort_band_inner_offset_upper_in_celsius | 0.5
2026-07-31 12:42:32 UTC | bp01_09_CH_ZUESTA | bp01 | 09_CH | ZUESTA | component | StrictComfortDemandController | heating_disabled_above_running_mean_outdoor_temperature_in_celsius | 18
2026-07-31 12:42:32 UTC | bp01_09_CH_ZUESTA | bp01 | 09_CH | ZUESTA | component | StrictComfortDemandController | cooling_enabled_above_running_mean_outdoor_temperature_in_celsius | 99
2026-07-31 12:42:32 UTC | bp01_09_CH_ZUESTA | bp01 | 09_CH | ZUESTA | component | ComfortBandHeatingDemand | building_name | BUI1
2026-07-31 12:42:32 UTC | bp01_09_CH_ZUESTA | bp01 | 09_CH | ZUESTA | component | ComfortBandHeatingDemand | name | ComfortBandHeatingDemand
2026-07-31 12:42:32 UTC | bp01_09_CH_ZUESTA | bp01 | 09_CH | ZUESTA | component | ComfortBandHeatingDemand | max_heating_power_in_watt | 4948.09
2026-07-31 12:42:32 UTC | bp01_09_CH_ZUESTA | bp01 | 09_CH | ZUESTA | component | ComfortBandHeatingDemand | proportional_gain_in_watt_per_kelvin | 9896.18
2026-07-31 12:42:32 UTC | bp01_09_CH_ZUESTA | bp01 | 09_CH | ZUESTA | component | StrictComfortSetpointModifier | building_name | BUI1
2026-07-31 12:42:32 UTC | bp01_09_CH_ZUESTA | bp01 | 09_CH | ZUESTA | component | StrictComfortSetpointModifier | name | StrictComfortSetpointModifier
2026-07-31 12:42:32 UTC | bp01_09_CH_ZUESTA | bp01 | 09_CH | ZUESTA | component | StrictComfortSetpointModifier | base_heating_setpoint_in_celsius | 20.5
2026-07-31 12:42:32 UTC | bp01_09_CH_ZUESTA | bp01 | 09_CH | ZUESTA | component | StrictComfortSetpointModifier | recovery_gain | 5
2026-07-31 12:42:32 UTC | bp01_09_CH_ZUESTA | bp01 | 09_CH | ZUESTA | component | StrictComfortSetpointModifier | max_recovery_boost_in_celsius | 5
2026-07-31 12:42:32 UTC | bp01_09_CH_ZUESTA | bp01 | 09_CH | ZUESTA | component | StrictComfortSetpointModifier | clamp_min_modifier_in_celsius
2026-07-31 12:42:32 UTC | bp01_09_CH_ZUESTA | bp01 | 09_CH | ZUESTA | component | StrictComfortSetpointModifier | clamp_max_modifier_in_celsius | 15
2026-07-31 12:42:32 UTC | bp01_09_CH_ZUESTA | bp01 | 09_CH | ZUESTA | component | HeatDistributionController | building_name | BUI1
2026-07-31 12:42:32 UTC | bp01_09_CH_ZUESTA | bp01 | 09_CH | ZUESTA | component | HeatDistributionController | name | HeatDistributionController
2026-07-31 12:42:32 UTC | bp01_09_CH_ZUESTA | bp01 | 09_CH | ZUESTA | component | HeatDistributionController | heating_system | HeatDistributionSystemType.FLOORHEATING
2026-07-31 12:42:32 UTC | bp01_09_CH_ZUESTA | bp01 | 09_CH | ZUESTA | component | HeatDistributionController | set_heating_threshold_outside_temperature_in_celsius | 16
2026-07-31 12:42:32 UTC | bp01_09_CH_ZUESTA | bp01 | 09_CH | ZUESTA | component | HeatDistributionController | heating_reference_temperature_in_celsius | -8
2026-07-31 12:42:32 UTC | bp01_09_CH_ZUESTA | bp01 | 09_CH | ZUESTA | component | HeatDistributionController | set_heating_temperature_for_building_in_celsius | 20.5
2026-07-31 12:42:32 UTC | bp01_09_CH_ZUESTA | bp01 | 09_CH | ZUESTA | component | HeatDistributionController | set_cooling_temperature_for_building_in_celsius | 99
2026-07-31 12:42:32 UTC | bp01_09_CH_ZUESTA | bp01 | 09_CH | ZUESTA | component | HeatDistributionController | heating_load_of_building_in_watt | 4948.09
2026-07-31 12:42:32 UTC | bp01_09_CH_ZUESTA | bp01 | 09_CH | ZUESTA | heat_distribution | HeatDistributionSystem | absolute_conditioned_floor_area_in_m2 | 206
2026-07-31 12:42:32 UTC | bp01_09_CH_ZUESTA | bp01 | 09_CH | ZUESTA | thermal_storage | SimpleHotWaterStorage | volume_heating_water_storage_in_liter | 247.4
2026-07-31 12:42:32 UTC | bp01_09_CH_ZUESTA | bp01 | 09_CH | ZUESTA | component | BufferRemainingCapacity60C | building_name | BUI1
2026-07-31 12:42:32 UTC | bp01_09_CH_ZUESTA | bp01 | 09_CH | ZUESTA | component | BufferRemainingCapacity60C | name | BufferRemainingCapacity60C
2026-07-31 12:42:32 UTC | bp01_09_CH_ZUESTA | bp01 | 09_CH | ZUESTA | component | BufferRemainingCapacity60C | volume_heating_water_storage_in_liter | 247.4
2026-07-31 12:42:32 UTC | bp01_09_CH_ZUESTA | bp01 | 09_CH | ZUESTA | component | BufferRemainingCapacity60C | max_temperature_in_celsius | 6
2026-07-31 12:42:32 UTC | bp01_09_CH_ZUESTA | bp01 | 09_CH | ZUESTA | component | BufferRemainingCapacity60C | water_density_kg_per_liter | 0.992
2026-07-31 12:42:32 UTC | bp01_09_CH_ZUESTA | bp01 | 09_CH | ZUESTA | component | BufferRemainingCapacity60C | water_specific_heat_capacity_j_per_kg_per_k | 4180
2026-07-31 12:42:32 UTC | bp01_09_CH_ZUESTA | bp01 | 09_CH | ZUESTA | component | SolarThermalDHW_BP10 | building_name | BUI1
2026-07-31 12:42:32 UTC | bp01_09_CH_ZUESTA | bp01 | 09_CH | ZUESTA | component | SolarThermalDHW_BP10 | name | SolarThermalDHW_BP10
2026-07-31 12:42:32 UTC | bp01_09_CH_ZUESTA | bp01 | 09_CH | ZUESTA | component | SolarThermalDHW_BP10 | azimuth | 18
2026-07-31 12:42:32 UTC | bp01_09_CH_ZUESTA | bp01 | 09_CH | ZUESTA | component | SolarThermalDHW_BP10 | tilt | 3
2026-07-31 12:42:32 UTC | bp01_09_CH_ZUESTA | bp01 | 09_CH | ZUESTA | component | SolarThermalDHW_BP10 | area_m2 | 12
2026-07-31 12:42:32 UTC | bp01_09_CH_ZUESTA | bp01 | 09_CH | ZUESTA | component | SolarThermalDHW_BP10 | eta_0 | 0.78
2026-07-31 12:42:32 UTC | bp01_09_CH_ZUESTA | bp01 | 09_CH | ZUESTA | component | SolarThermalDHW_BP10 | a_1_w_m2_k | 3.2
2026-07-31 12:42:32 UTC | bp01_09_CH_ZUESTA | bp01 | 09_CH | ZUESTA | component | SolarThermalDHW_BP10 | a_2_w_m2_k | 0.015
2026-07-31 12:42:32 UTC | bp01_09_CH_ZUESTA | bp01 | 09_CH | ZUESTA | component | SolarThermalDHW_BP10 | old_solar_pump | false
2026-07-31 12:42:32 UTC | bp01_09_CH_ZUESTA | bp01 | 09_CH | ZUESTA | component | SolarThermalDHW_BP10 | source_weight | 1
2026-07-31 12:42:32 UTC | bp01_09_CH_ZUESTA | bp01 | 09_CH | ZUESTA | component | SolarThermalSystemController_BP10 | building_name | BUI1
2026-07-31 12:42:32 UTC | bp01_09_CH_ZUESTA | bp01 | 09_CH | ZUESTA | component | SolarThermalSystemController_BP10 | name | SolarThermalSystemController_BP10
2026-07-31 12:42:32 UTC | bp01_09_CH_ZUESTA | bp01 | 09_CH | ZUESTA | component | SolarThermalSystemController_BP10 | set_temperature_difference_for_on | 10
2026-07-31 12:42:32 UTC | bp01_09_CH_ZUESTA | bp01 | 09_CH | ZUESTA | component | PelletBoilerController | building_name | BUI1
2026-07-31 12:42:32 UTC | bp01_09_CH_ZUESTA | bp01 | 09_CH | ZUESTA | component | PelletBoilerController | name | PelletBoilerController
2026-07-31 12:42:32 UTC | bp01_09_CH_ZUESTA | bp01 | 09_CH | ZUESTA | component | PelletBoilerController | is_modulating | true
2026-07-31 12:42:32 UTC | bp01_09_CH_ZUESTA | bp01 | 09_CH | ZUESTA | component | PelletBoilerController | set_heating_threshold_outside_temperature_in_celsius | 16
2026-07-31 12:42:32 UTC | bp01_09_CH_ZUESTA | bp01 | 09_CH | ZUESTA | component | PelletBoilerController | minimal_thermal_power_in_watt
2026-07-31 12:42:32 UTC | bp01_09_CH_ZUESTA | bp01 | 09_CH | ZUESTA | component | PelletBoilerController | maximal_thermal_power_in_watt | 2630
2026-07-31 12:42:32 UTC | bp01_09_CH_ZUESTA | bp01 | 09_CH | ZUESTA | component | PelletBoilerController | set_temperature_difference_for_full_power | 5
2026-07-31 12:42:32 UTC | bp01_09_CH_ZUESTA | bp01 | 09_CH | ZUESTA | component | PelletBoilerController | minimum_runtime_in_seconds | 7200
2026-07-31 12:42:32 UTC | bp01_09_CH_ZUESTA | bp01 | 09_CH | ZUESTA | component | PelletBoilerController | minimum_resting_time_in_seconds | 5400
2026-07-31 12:42:32 UTC | bp01_09_CH_ZUESTA | bp01 | 09_CH | ZUESTA | component | PelletBoilerController | with_domestic_hot_water_preparation | true
2026-07-31 12:42:32 UTC | bp01_09_CH_ZUESTA | bp01 | 09_CH | ZUESTA | component | PelletBoilerController | secondary_mode | true
2026-07-31 12:42:32 UTC | bp01_09_CH_ZUESTA | bp01 | 09_CH | ZUESTA | component | PelletBoilerController | hysteresis_water_temperature_offset | 10
2026-07-31 12:42:32 UTC | bp01_09_CH_ZUESTA | bp01 | 09_CH | ZUESTA | component | PelletBoilerController | seasonal_modulation_minimum_enabled | true
2026-07-31 12:42:32 UTC | bp01_09_CH_ZUESTA | bp01 | 09_CH | ZUESTA | component | PelletBoilerController | winter_modulation_minimum_thermal_power_in_watt | 43.83
2026-07-31 12:42:32 UTC | bp01_09_CH_ZUESTA | bp01 | 09_CH | ZUESTA | component | PelletBoilerController | summer_modulation_minimum_thermal_power_in_watt
2026-07-31 12:42:32 UTC | bp01_09_CH_ZUESTA | bp01 | 09_CH | ZUESTA | component | PelletBoilerController | summer_modulation_daily_avg_outdoor_temperature_threshold_celsius | 16
2026-07-31 12:42:32 UTC | bp01_09_CH_ZUESTA | bp01 | 09_CH | ZUESTA | heat_generator | PelletBoiler | minimal_thermal_power_in_watt
2026-07-31 12:42:32 UTC | bp01_09_CH_ZUESTA | bp01 | 09_CH | ZUESTA | heat_generator | PelletBoiler | maximal_thermal_power_in_watt | 2630
2026-07-31 12:42:32 UTC | bp01_09_CH_ZUESTA | bp01 | 09_CH | ZUESTA | heat_generator | PelletBoiler | eff_th_min | 0.6
2026-07-31 12:42:32 UTC | bp01_09_CH_ZUESTA | bp01 | 09_CH | ZUESTA | heat_generator | PelletBoiler | eff_th_max | 0.9
2026-07-31 12:42:32 UTC | bp01_09_CH_ZUESTA | bp01 | 09_CH | ZUESTA | heat_generator | PelletBoiler | boiler_type | BoilerType.CONVENTIONAL
2026-07-31 12:42:32 UTC | bp01_09_CH_ZUESTA | bp01 | 09_CH | ZUESTA | heat_generator | PelletBoiler | energy_carrier | LoadTypes.PELLETS
2026-07-31 12:42:32 UTC | bp01_09_CH_ZUESTA | bp01 | 09_CH | ZUESTA | component | FuelMeter | building_name | BUI1
2026-07-31 12:42:32 UTC | bp01_09_CH_ZUESTA | bp01 | 09_CH | ZUESTA | component | FuelMeter | name | FuelMeter
2026-07-31 12:42:32 UTC | bp01_09_CH_ZUESTA | bp01 | 09_CH | ZUESTA | component | FuelMeter | fuel_loadtype | LoadTypes.PELLETS
2026-07-31 12:42:32 UTC | bp01_09_CH_ZUESTA | bp01 | 09_CH | ZUESTA | component | FuelMeter | heating_value_of_fuel_in_kwh_per_liter | 3.25
2026-07-31 12:42:32 UTC | bp01_09_CH_ZUESTA | bp01 | 09_CH | ZUESTA | component | FuelMeter | fuel_density_in_kg_per_m3 | 650
2026-07-31 12:42:32 UTC | bp01_09_CH_ZUESTA | bp01 | 09_CH | ZUESTA | component | HeatGeneratorTotalThermalPower | building_name | BUI1
2026-07-31 12:42:32 UTC | bp01_09_CH_ZUESTA | bp01 | 09_CH | ZUESTA | component | HeatGeneratorTotalThermalPower | name | HeatGeneratorTotalThermalPower
2026-07-31 12:42:32 UTC | bp01_09_CH_ZUESTA | bp01 | 09_CH | ZUESTA | component | HeatGeneratorTotalThermalPower | loadtype | LoadTypes.ANY
2026-07-31 12:42:32 UTC | bp01_09_CH_ZUESTA | bp01 | 09_CH | ZUESTA | component | HeatGeneratorTotalThermalPower | unit | Units.WATT
2026-07-31 12:42:32 UTC | bp01_09_CH_ZUESTA | bp01 | 09_CH | ZUESTA | component | HeatGeneratorPlantDhwThermalPower | building_name | BUI1
2026-07-31 12:42:32 UTC | bp01_09_CH_ZUESTA | bp01 | 09_CH | ZUESTA | component | HeatGeneratorPlantDhwThermalPower | name | HeatGeneratorPlantDhwThermalPower
2026-07-31 12:42:32 UTC | bp01_09_CH_ZUESTA | bp01 | 09_CH | ZUESTA | component | HeatGeneratorPlantDhwThermalPower | loadtype | LoadTypes.ANY
2026-07-31 12:42:32 UTC | bp01_09_CH_ZUESTA | bp01 | 09_CH | ZUESTA | component | HeatGeneratorPlantDhwThermalPower | unit | Units.WATT
2026-07-31 12:42:32 UTC | bp01_09_CH_ZUESTA | bp01 | 09_CH | ZUESTA | component | SolarDhwThermalPower | building_name | BUI1
2026-07-31 12:42:32 UTC | bp01_09_CH_ZUESTA | bp01 | 09_CH | ZUESTA | component | SolarDhwThermalPower | name | SolarDhwThermalPower
2026-07-31 12:42:32 UTC | bp01_09_CH_ZUESTA | bp01 | 09_CH | ZUESTA | component | SolarDhwThermalPower | loadtype | LoadTypes.ANY
2026-07-31 12:42:32 UTC | bp01_09_CH_ZUESTA | bp01 | 09_CH | ZUESTA | component | SolarDhwThermalPower | unit | Units.WATT
2026-07-31 12:42:32 UTC | bp01_09_CH_ZUESTA | bp01 | 09_CH | ZUESTA | component | FlexibilityPotential | building_name | BUI1
2026-07-31 12:42:32 UTC | bp01_09_CH_ZUESTA | bp01 | 09_CH | ZUESTA | component | FlexibilityPotential | name | FlexibilityPotential
2026-07-31 12:42:32 UTC | bp01_09_CH_ZUESTA | bp01 | 09_CH | ZUESTA | component | FlexibilityPotential | fallback_heating_cop | 1
2026-07-31 12:42:32 UTC | bp01_09_CH_ZUESTA | bp01 | 09_CH | ZUESTA | component | FlexibilityPotential | fallback_cooling_eer
2026-07-31 12:42:32 UTC | gr01_01_CH_ZUESTA | gr01 | 01_CH | ZUESTA | simulation | SimulationParameters | year | 2050
2026-07-31 12:42:32 UTC | gr01_01_CH_ZUESTA | gr01 | 01_CH | ZUESTA | simulation | SimulationParameters | seconds_per_timestep | 9 | s
2026-07-31 12:42:32 UTC | gr01_01_CH_ZUESTA | gr01 | 01_CH | ZUESTA | simulation | SimulationParameters | country | CH
2026-07-31 12:42:32 UTC | gr01_01_CH_ZUESTA | gr01 | 01_CH | ZUESTA | cli | cli_overrides | ARCH | 01_CH
2026-07-31 12:42:32 UTC | gr01_01_CH_ZUESTA | gr01 | 01_CH | ZUESTA | cli | cli_overrides | WEATHER | ZUESTA
2026-07-31 12:42:32 UTC | gr01_01_CH_ZUESTA | gr01 | 01_CH | ZUESTA | cli | cli_overrides | TIME_HORIZON | future
2026-07-31 12:42:32 UTC | gr01_01_CH_ZUESTA | gr01 | 01_CH | ZUESTA | cli | cli_overrides | SCENARIO | none
2026-07-31 12:42:32 UTC | gr01_01_CH_ZUESTA | gr01 | 01_CH | ZUESTA | cli | cli_overrides | OCC | SIA2024
2026-07-31 12:42:32 UTC | gr01_01_CH_ZUESTA | gr01 | 01_CH | ZUESTA | cli | cli_overrides | HEATGEN_SIZING | IDEAL_LOOKUP
2026-07-31 12:42:32 UTC | gr01_01_CH_ZUESTA | gr01 | 01_CH | ZUESTA | cli | cli_overrides | HP_SHARE_OF_IDEAL | 0.8
2026-07-31 12:42:32 UTC | gr01_01_CH_ZUESTA | gr01 | 01_CH | ZUESTA | internal_loads | SIA2024Occupancy | conditioned_floor_area_in_m2 | 223
2026-07-31 12:42:32 UTC | gr01_01_CH_ZUESTA | gr01 | 01_CH | ZUESTA | internal_loads | SIA2024Occupancy | appliances_load_w_per_m2 | 1
2026-07-31 12:42:32 UTC | gr01_01_CH_ZUESTA | gr01 | 01_CH | ZUESTA | internal_loads | SIA2024Occupancy | lighting_load_w_per_m2 | 3
2026-07-31 12:42:32 UTC | gr01_01_CH_ZUESTA | gr01 | 01_CH | ZUESTA | internal_loads | SIA2024Occupancy | lighting_annual_full_load_hours | 846
2026-07-31 12:42:32 UTC | gr01_01_CH_ZUESTA | gr01 | 01_CH | ZUESTA | internal_loads | SIA2024Occupancy | appliances_yearly_utilization_per_month | 0.7995
2026-07-31 12:42:32 UTC | gr01_01_CH_ZUESTA | gr01 | 01_CH | ZUESTA | weather | Weather | source_path | C:\Users\het\HiSim\hisim\inputs\weather\custom_csv\Zurich\NABZUE_2060_RCP85_DRY.csv
2026-07-31 12:42:32 UTC | gr01_01_CH_ZUESTA | gr01 | 01_CH | ZUESTA | weather | Weather | location | Zurich
2026-07-31 12:42:32 UTC | gr01_01_CH_ZUESTA | gr01 | 01_CH | ZUESTA | weather | Weather | name | Weather
2026-07-31 12:42:32 UTC | gr01_01_CH_ZUESTA | gr01 | 01_CH | ZUESTA | component | ElectricityMeter | building_name | BUI1
2026-07-31 12:42:32 UTC | gr01_01_CH_ZUESTA | gr01 | 01_CH | ZUESTA | component | ElectricityMeter | name | ElectricityMeter
2026-07-31 12:42:32 UTC | gr01_01_CH_ZUESTA | gr01 | 01_CH | ZUESTA | building | Building | building_name | 0_1918
2026-07-31 12:42:32 UTC | gr01_01_CH_ZUESTA | gr01 | 01_CH | ZUESTA | building | Building | building_code | AT.N.SFH.01.Gen.ReEx.001.002
2026-07-31 12:42:32 UTC | gr01_01_CH_ZUESTA | gr01 | 01_CH | ZUESTA | building | Building | building_heat_capacity_class | heavy
2026-07-31 12:42:32 UTC | gr01_01_CH_ZUESTA | gr01 | 01_CH | ZUESTA | building | Building | absolute_conditioned_floor_area_in_m2 | 223
2026-07-31 12:42:32 UTC | gr01_01_CH_ZUESTA | gr01 | 01_CH | ZUESTA | building | Building | heating_reference_temperature_in_celsius | -8
2026-07-31 12:42:32 UTC | gr01_01_CH_ZUESTA | gr01 | 01_CH | ZUESTA | building | Building | floor_u_value_in_watt_per_m2_per_kelvin | 0.9
2026-07-31 12:42:32 UTC | gr01_01_CH_ZUESTA | gr01 | 01_CH | ZUESTA | building | Building | floor_area_in_m2 | 95.9
2026-07-31 12:42:32 UTC | gr01_01_CH_ZUESTA | gr01 | 01_CH | ZUESTA | building | Building | facade_u_value_in_watt_per_m2_per_kelvin | 0.81
2026-07-31 12:42:32 UTC | gr01_01_CH_ZUESTA | gr01 | 01_CH | ZUESTA | building | Building | facade_area_in_m2 | 173.6
2026-07-31 12:42:32 UTC | gr01_01_CH_ZUESTA | gr01 | 01_CH | ZUESTA | building | Building | roof_u_value_in_watt_per_m2_per_kelvin | 0.46
2026-07-31 12:42:32 UTC | gr01_01_CH_ZUESTA | gr01 | 01_CH | ZUESTA | building | Building | roof_area_in_m2 | 108.7
2026-07-31 12:42:32 UTC | gr01_01_CH_ZUESTA | gr01 | 01_CH | ZUESTA | building | Building | window_u_value_in_watt_per_m2_per_kelvin | 2
2026-07-31 12:42:32 UTC | gr01_01_CH_ZUESTA | gr01 | 01_CH | ZUESTA | building | Building | window_area_in_m2 | 33.1
2026-07-31 12:42:32 UTC | gr01_01_CH_ZUESTA | gr01 | 01_CH | ZUESTA | building | Building | door_u_value_in_watt_per_m2_per_kelvin
2026-07-31 12:42:32 UTC | gr01_01_CH_ZUESTA | gr01 | 01_CH | ZUESTA | building | Building | door_area_in_m2
2026-07-31 12:42:32 UTC | gr01_01_CH_ZUESTA | gr01 | 01_CH | ZUESTA | building | Building | set_heating_temperature_in_celsius | 20.5
2026-07-31 12:42:32 UTC | gr01_01_CH_ZUESTA | gr01 | 01_CH | ZUESTA | building | Building | set_cooling_temperature_in_celsius | 99
2026-07-31 12:42:32 UTC | gr01_01_CH_ZUESTA | gr01 | 01_CH | ZUESTA | building | Building | natural_ventilation_m3_per_h_per_person | 29
2026-07-31 12:42:32 UTC | gr01_01_CH_ZUESTA | gr01 | 01_CH | ZUESTA | building | Building | sia_natural_ventilation_m3_per_h_per_m2 | 0.6
2026-07-31 12:42:32 UTC | gr01_01_CH_ZUESTA | gr01 | 01_CH | ZUESTA | building | Building | swiss_infiltration_rate_per_h | 0.3
2026-07-31 12:42:32 UTC | gr01_01_CH_ZUESTA | gr01 | 01_CH | ZUESTA | building | Building | heating_demand_mode | iso13790
2026-07-31 12:42:32 UTC | gr01_01_CH_ZUESTA | gr01 | 01_CH | ZUESTA | building | Building | operative_heating_proportional_band_in_celsius | 1
2026-07-31 12:42:32 UTC | gr01_01_CH_ZUESTA | gr01 | 01_CH | ZUESTA | building | Building | operative_heating_proportional_gain | 1
2026-07-31 12:42:32 UTC | gr01_01_CH_ZUESTA | gr01 | 01_CH | ZUESTA | building | Building | control_comfort_lower_bound_shift_in_celsius
2026-07-31 12:42:32 UTC | gr01_01_CH_ZUESTA | gr01 | 01_CH | ZUESTA | building | Building | comfort_aware_seasonal_heating_gate | true
2026-07-31 12:42:32 UTC | gr01_01_CH_ZUESTA | gr01 | 01_CH | ZUESTA | component | StrictComfortDemandController | building_name | BUI1
2026-07-31 12:42:32 UTC | gr01_01_CH_ZUESTA | gr01 | 01_CH | ZUESTA | component | StrictComfortDemandController | name | StrictComfortDemandController
2026-07-31 12:42:32 UTC | gr01_01_CH_ZUESTA | gr01 | 01_CH | ZUESTA | component | StrictComfortDemandController | temperature_air_heating_in_celsius | 20.5
2026-07-31 12:42:32 UTC | gr01_01_CH_ZUESTA | gr01 | 01_CH | ZUESTA | component | StrictComfortDemandController | temperature_air_cooling_in_celsius | 24
2026-07-31 12:42:32 UTC | gr01_01_CH_ZUESTA | gr01 | 01_CH | ZUESTA | component | StrictComfortDemandController | offset | 0.5
2026-07-31 12:42:32 UTC | gr01_01_CH_ZUESTA | gr01 | 01_CH | ZUESTA | component | StrictComfortDemandController | mode | 2
2026-07-31 12:42:32 UTC | gr01_01_CH_ZUESTA | gr01 | 01_CH | ZUESTA | component | StrictComfortDemandController | use_adaptive_comfort_band | true
2026-07-31 12:42:32 UTC | gr01_01_CH_ZUESTA | gr01 | 01_CH | ZUESTA | component | StrictComfortDemandController | control_strategy | strict_comfort_band_v1
2026-07-31 12:42:32 UTC | gr01_01_CH_ZUESTA | gr01 | 01_CH | ZUESTA | component | StrictComfortDemandController | comfort_band_inner_offset_in_celsius | 0.5
2026-07-31 12:42:32 UTC | gr01_01_CH_ZUESTA | gr01 | 01_CH | ZUESTA | component | StrictComfortDemandController | comfort_band_inner_offset_lower_in_celsius | 1
2026-07-31 12:42:32 UTC | gr01_01_CH_ZUESTA | gr01 | 01_CH | ZUESTA | component | StrictComfortDemandController | comfort_band_inner_offset_upper_in_celsius | 0.5
2026-07-31 12:42:32 UTC | gr01_01_CH_ZUESTA | gr01 | 01_CH | ZUESTA | component | StrictComfortDemandController | heating_disabled_above_running_mean_outdoor_temperature_in_celsius | 18
2026-07-31 12:42:32 UTC | gr01_01_CH_ZUESTA | gr01 | 01_CH | ZUESTA | component | StrictComfortDemandController | cooling_enabled_above_running_mean_outdoor_temperature_in_celsius | 99
2026-07-31 12:42:32 UTC | gr01_01_CH_ZUESTA | gr01 | 01_CH | ZUESTA | component | ComfortBandHeatingDemand | building_name | BUI1
2026-07-31 12:42:32 UTC | gr01_01_CH_ZUESTA | gr01 | 01_CH | ZUESTA | component | ComfortBandHeatingDemand | name | ComfortBandHeatingDemand
2026-07-31 12:42:32 UTC | gr01_01_CH_ZUESTA | gr01 | 01_CH | ZUESTA | component | ComfortBandHeatingDemand | max_heating_power_in_watt | 12075
2026-07-31 12:42:32 UTC | gr01_01_CH_ZUESTA | gr01 | 01_CH | ZUESTA | component | ComfortBandHeatingDemand | proportional_gain_in_watt_per_kelvin | 24150
2026-07-31 12:42:32 UTC | gr01_01_CH_ZUESTA | gr01 | 01_CH | ZUESTA | component | StrictComfortSetpointModifier | building_name | BUI1
2026-07-31 12:42:32 UTC | gr01_01_CH_ZUESTA | gr01 | 01_CH | ZUESTA | component | StrictComfortSetpointModifier | name | StrictComfortSetpointModifier
2026-07-31 12:42:32 UTC | gr01_01_CH_ZUESTA | gr01 | 01_CH | ZUESTA | component | StrictComfortSetpointModifier | base_heating_setpoint_in_celsius | 20.5
2026-07-31 12:42:32 UTC | gr01_01_CH_ZUESTA | gr01 | 01_CH | ZUESTA | component | StrictComfortSetpointModifier | recovery_gain | 5
2026-07-31 12:42:32 UTC | gr01_01_CH_ZUESTA | gr01 | 01_CH | ZUESTA | component | StrictComfortSetpointModifier | max_recovery_boost_in_celsius | 5
2026-07-31 12:42:32 UTC | gr01_01_CH_ZUESTA | gr01 | 01_CH | ZUESTA | component | StrictComfortSetpointModifier | clamp_min_modifier_in_celsius
2026-07-31 12:42:32 UTC | gr01_01_CH_ZUESTA | gr01 | 01_CH | ZUESTA | component | StrictComfortSetpointModifier | clamp_max_modifier_in_celsius | 15
2026-07-31 12:42:32 UTC | gr01_01_CH_ZUESTA | gr01 | 01_CH | ZUESTA | component | HeatDistributionController | building_name | BUI1
2026-07-31 12:42:32 UTC | gr01_01_CH_ZUESTA | gr01 | 01_CH | ZUESTA | component | HeatDistributionController | name | HeatDistributionController
2026-07-31 12:42:32 UTC | gr01_01_CH_ZUESTA | gr01 | 01_CH | ZUESTA | component | HeatDistributionController | heating_system | HeatDistributionSystemType.FLOORHEATING
2026-07-31 12:42:32 UTC | gr01_01_CH_ZUESTA | gr01 | 01_CH | ZUESTA | component | HeatDistributionController | set_heating_threshold_outside_temperature_in_celsius | 16
2026-07-31 12:42:32 UTC | gr01_01_CH_ZUESTA | gr01 | 01_CH | ZUESTA | component | HeatDistributionController | heating_reference_temperature_in_celsius | -8
2026-07-31 12:42:32 UTC | gr01_01_CH_ZUESTA | gr01 | 01_CH | ZUESTA | component | HeatDistributionController | set_heating_temperature_for_building_in_celsius | 20.5
2026-07-31 12:42:32 UTC | gr01_01_CH_ZUESTA | gr01 | 01_CH | ZUESTA | component | HeatDistributionController | set_cooling_temperature_for_building_in_celsius | 99
2026-07-31 12:42:32 UTC | gr01_01_CH_ZUESTA | gr01 | 01_CH | ZUESTA | component | HeatDistributionController | heating_load_of_building_in_watt | 12075
2026-07-31 12:42:32 UTC | gr01_01_CH_ZUESTA | gr01 | 01_CH | ZUESTA | heat_distribution | HeatDistributionSystem | absolute_conditioned_floor_area_in_m2 | 223
2026-07-31 12:42:32 UTC | gr01_01_CH_ZUESTA | gr01 | 01_CH | ZUESTA | thermal_storage | SimpleHotWaterStorage | volume_heating_water_storage_in_liter | 603.8
2026-07-31 12:42:32 UTC | gr01_01_CH_ZUESTA | gr01 | 01_CH | ZUESTA | component | BufferRemainingCapacity60C | building_name | BUI1
2026-07-31 12:42:32 UTC | gr01_01_CH_ZUESTA | gr01 | 01_CH | ZUESTA | component | BufferRemainingCapacity60C | name | BufferRemainingCapacity60C
2026-07-31 12:42:32 UTC | gr01_01_CH_ZUESTA | gr01 | 01_CH | ZUESTA | component | BufferRemainingCapacity60C | volume_heating_water_storage_in_liter | 603.8
2026-07-31 12:42:32 UTC | gr01_01_CH_ZUESTA | gr01 | 01_CH | ZUESTA | component | BufferRemainingCapacity60C | max_temperature_in_celsius | 6
2026-07-31 12:42:32 UTC | gr01_01_CH_ZUESTA | gr01 | 01_CH | ZUESTA | component | BufferRemainingCapacity60C | water_density_kg_per_liter | 0.992
2026-07-31 12:42:32 UTC | gr01_01_CH_ZUESTA | gr01 | 01_CH | ZUESTA | component | BufferRemainingCapacity60C | water_specific_heat_capacity_j_per_kg_per_k | 4180
2026-07-31 12:42:32 UTC | gr01_01_CH_ZUESTA | gr01 | 01_CH | ZUESTA | component | DistrictHeatingController | building_name | BUI1
2026-07-31 12:42:32 UTC | gr01_01_CH_ZUESTA | gr01 | 01_CH | ZUESTA | component | DistrictHeatingController | name | DistrictHeatingController
2026-07-31 12:42:32 UTC | gr01_01_CH_ZUESTA | gr01 | 01_CH | ZUESTA | component | DistrictHeatingController | set_heating_threshold_outside_temperature_in_celsius | 16
2026-07-31 12:42:32 UTC | gr01_01_CH_ZUESTA | gr01 | 01_CH | ZUESTA | component | DistrictHeatingController | with_domestic_hot_water_preparation | true
2026-07-31 12:42:32 UTC | gr01_01_CH_ZUESTA | gr01 | 01_CH | ZUESTA | component | DistrictHeatingController | hysteresis_water_temperature_offset | 15
2026-07-31 12:42:32 UTC | gr01_01_CH_ZUESTA | gr01 | 01_CH | ZUESTA | component | DistrictHeatingController | parallel_space_heating_and_dhw_option | true
2026-07-31 12:42:32 UTC | gr01_01_CH_ZUESTA | gr01 | 01_CH | ZUESTA | heat_generator | DistrictHeating | connected_load_w | 8300
2026-07-31 12:42:32 UTC | gr01_01_CH_ZUESTA | gr01 | 01_CH | ZUESTA | component | FuelMeter | building_name | BUI1
2026-07-31 12:42:32 UTC | gr01_01_CH_ZUESTA | gr01 | 01_CH | ZUESTA | component | FuelMeter | name | FuelMeter
2026-07-31 12:42:32 UTC | gr01_01_CH_ZUESTA | gr01 | 01_CH | ZUESTA | component | FuelMeter | fuel_loadtype | LoadTypes.DISTRICTHEATING
2026-07-31 12:42:32 UTC | gr01_01_CH_ZUESTA | gr01 | 01_CH | ZUESTA | component | FuelMeter | heating_value_of_fuel_in_kwh_per_liter | 9.82
2026-07-31 12:42:32 UTC | gr01_01_CH_ZUESTA | gr01 | 01_CH | ZUESTA | component | FuelMeter | fuel_density_in_kg_per_m3 | 83
2026-07-31 12:42:32 UTC | gr01_01_CH_ZUESTA | gr01 | 01_CH | ZUESTA | component | HeatGeneratorTotalThermalPower | building_name | BUI1
2026-07-31 12:42:32 UTC | gr01_01_CH_ZUESTA | gr01 | 01_CH | ZUESTA | component | HeatGeneratorTotalThermalPower | name | HeatGeneratorTotalThermalPower
2026-07-31 12:42:32 UTC | gr01_01_CH_ZUESTA | gr01 | 01_CH | ZUESTA | component | HeatGeneratorTotalThermalPower | loadtype | LoadTypes.ANY
2026-07-31 12:42:32 UTC | gr01_01_CH_ZUESTA | gr01 | 01_CH | ZUESTA | component | HeatGeneratorTotalThermalPower | unit | Units.WATT
2026-07-31 12:42:32 UTC | gr01_01_CH_ZUESTA | gr01 | 01_CH | ZUESTA | component | HeatGeneratorPlantDhwThermalPower | building_name | BUI1
2026-07-31 12:42:32 UTC | gr01_01_CH_ZUESTA | gr01 | 01_CH | ZUESTA | component | HeatGeneratorPlantDhwThermalPower | name | HeatGeneratorPlantDhwThermalPower
2026-07-31 12:42:32 UTC | gr01_01_CH_ZUESTA | gr01 | 01_CH | ZUESTA | component | HeatGeneratorPlantDhwThermalPower | loadtype | LoadTypes.ANY
2026-07-31 12:42:32 UTC | gr01_01_CH_ZUESTA | gr01 | 01_CH | ZUESTA | component | HeatGeneratorPlantDhwThermalPower | unit | Units.WATT
2026-07-31 12:42:32 UTC | gr01_01_CH_ZUESTA | gr01 | 01_CH | ZUESTA | component | SolarDhwThermalPower | building_name | BUI1
2026-07-31 12:42:32 UTC | gr01_01_CH_ZUESTA | gr01 | 01_CH | ZUESTA | component | SolarDhwThermalPower | name | SolarDhwThermalPower
2026-07-31 12:42:32 UTC | gr01_01_CH_ZUESTA | gr01 | 01_CH | ZUESTA | component | SolarDhwThermalPower | value_watt
2026-07-31 12:42:32 UTC | gr01_01_CH_ZUESTA | gr01 | 01_CH | ZUESTA | component | SolarDhwThermalPower | loadtype | LoadTypes.ANY
2026-07-31 12:42:32 UTC | gr01_01_CH_ZUESTA | gr01 | 01_CH | ZUESTA | component | SolarDhwThermalPower | unit | Units.WATT
2026-07-31 12:42:32 UTC | gr01_01_CH_ZUESTA | gr01 | 01_CH | ZUESTA | component | FlexibilityPotential | building_name | BUI1
2026-07-31 12:42:32 UTC | gr01_01_CH_ZUESTA | gr01 | 01_CH | ZUESTA | component | FlexibilityPotential | name | FlexibilityPotential
2026-07-31 12:42:32 UTC | gr01_01_CH_ZUESTA | gr01 | 01_CH | ZUESTA | component | FlexibilityPotential | fallback_heating_cop | 1
2026-07-31 12:42:32 UTC | gr01_01_CH_ZUESTA | gr01 | 01_CH | ZUESTA | component | FlexibilityPotential | fallback_cooling_eer
2026-07-31 12:42:32 UTC | gr01_02_CH_ZUESTA | gr01 | 02_CH | ZUESTA | simulation | SimulationParameters | year | 2050
2026-07-31 12:42:32 UTC | gr01_02_CH_ZUESTA | gr01 | 02_CH | ZUESTA | simulation | SimulationParameters | seconds_per_timestep | 9 | s
2026-07-31 12:42:32 UTC | gr01_02_CH_ZUESTA | gr01 | 02_CH | ZUESTA | simulation | SimulationParameters | country | CH
2026-07-31 12:42:32 UTC | gr01_02_CH_ZUESTA | gr01 | 02_CH | ZUESTA | cli | cli_overrides | ARCH | 02_CH
2026-07-31 12:42:32 UTC | gr01_02_CH_ZUESTA | gr01 | 02_CH | ZUESTA | cli | cli_overrides | WEATHER | ZUESTA
2026-07-31 12:42:32 UTC | gr01_02_CH_ZUESTA | gr01 | 02_CH | ZUESTA | cli | cli_overrides | TIME_HORIZON | future
2026-07-31 12:42:32 UTC | gr01_02_CH_ZUESTA | gr01 | 02_CH | ZUESTA | cli | cli_overrides | SCENARIO | none
2026-07-31 12:42:32 UTC | gr01_02_CH_ZUESTA | gr01 | 02_CH | ZUESTA | cli | cli_overrides | OCC | SIA2024
2026-07-31 12:42:32 UTC | gr01_02_CH_ZUESTA | gr01 | 02_CH | ZUESTA | cli | cli_overrides | HEATGEN_SIZING | IDEAL_LOOKUP
2026-07-31 12:42:32 UTC | gr01_02_CH_ZUESTA | gr01 | 02_CH | ZUESTA | cli | cli_overrides | HP_SHARE_OF_IDEAL | 0.8
2026-07-31 12:42:32 UTC | gr01_02_CH_ZUESTA | gr01 | 02_CH | ZUESTA | internal_loads | SIA2024Occupancy | conditioned_floor_area_in_m2 | 195
2026-07-31 12:42:32 UTC | gr01_02_CH_ZUESTA | gr01 | 02_CH | ZUESTA | internal_loads | SIA2024Occupancy | appliances_load_w_per_m2 | 1
2026-07-31 12:42:32 UTC | gr01_02_CH_ZUESTA | gr01 | 02_CH | ZUESTA | internal_loads | SIA2024Occupancy | lighting_load_w_per_m2 | 3
2026-07-31 12:42:32 UTC | gr01_02_CH_ZUESTA | gr01 | 02_CH | ZUESTA | internal_loads | SIA2024Occupancy | lighting_annual_full_load_hours | 846
2026-07-31 12:42:32 UTC | gr01_02_CH_ZUESTA | gr01 | 02_CH | ZUESTA | internal_loads | SIA2024Occupancy | appliances_yearly_utilization_per_month | 0.7995
2026-07-31 12:42:32 UTC | gr01_02_CH_ZUESTA | gr01 | 02_CH | ZUESTA | weather | Weather | source_path | C:\Users\het\HiSim\hisim\inputs\weather\custom_csv\Zurich\NABZUE_2060_RCP85_DRY.csv
2026-07-31 12:42:32 UTC | gr01_02_CH_ZUESTA | gr01 | 02_CH | ZUESTA | weather | Weather | location | Zurich
2026-07-31 12:42:32 UTC | gr01_02_CH_ZUESTA | gr01 | 02_CH | ZUESTA | weather | Weather | name | Weather
2026-07-31 12:42:32 UTC | gr01_02_CH_ZUESTA | gr01 | 02_CH | ZUESTA | component | ElectricityMeter | building_name | BUI1
2026-07-31 12:42:32 UTC | gr01_02_CH_ZUESTA | gr01 | 02_CH | ZUESTA | component | ElectricityMeter | name | ElectricityMeter
2026-07-31 12:42:32 UTC | gr01_02_CH_ZUESTA | gr01 | 02_CH | ZUESTA | building | Building | building_name | 1919_1945
2026-07-31 12:42:32 UTC | gr01_02_CH_ZUESTA | gr01 | 02_CH | ZUESTA | building | Building | building_code | AT.N.SFH.02.Gen.ReEx.001.002
2026-07-31 12:42:32 UTC | gr01_02_CH_ZUESTA | gr01 | 02_CH | ZUESTA | building | Building | building_heat_capacity_class | medium
2026-07-31 12:42:32 UTC | gr01_02_CH_ZUESTA | gr01 | 02_CH | ZUESTA | building | Building | absolute_conditioned_floor_area_in_m2 | 195
2026-07-31 12:42:32 UTC | gr01_02_CH_ZUESTA | gr01 | 02_CH | ZUESTA | building | Building | heating_reference_temperature_in_celsius | -8
2026-07-31 12:42:32 UTC | gr01_02_CH_ZUESTA | gr01 | 02_CH | ZUESTA | building | Building | floor_u_value_in_watt_per_m2_per_kelvin | 0.9
2026-07-31 12:42:32 UTC | gr01_02_CH_ZUESTA | gr01 | 02_CH | ZUESTA | building | Building | floor_area_in_m2 | 81.5
2026-07-31 12:42:32 UTC | gr01_02_CH_ZUESTA | gr01 | 02_CH | ZUESTA | building | Building | facade_u_value_in_watt_per_m2_per_kelvin | 0.9
2026-07-31 12:42:32 UTC | gr01_02_CH_ZUESTA | gr01 | 02_CH | ZUESTA | building | Building | facade_area_in_m2 | 183.5
2026-07-31 12:42:32 UTC | gr01_02_CH_ZUESTA | gr01 | 02_CH | ZUESTA | building | Building | roof_u_value_in_watt_per_m2_per_kelvin | 0.44
2026-07-31 12:42:32 UTC | gr01_02_CH_ZUESTA | gr01 | 02_CH | ZUESTA | building | Building | roof_area_in_m2 | 96
2026-07-31 12:42:32 UTC | gr01_02_CH_ZUESTA | gr01 | 02_CH | ZUESTA | building | Building | window_u_value_in_watt_per_m2_per_kelvin | 1.8
2026-07-31 12:42:32 UTC | gr01_02_CH_ZUESTA | gr01 | 02_CH | ZUESTA | building | Building | window_area_in_m2 | 31.2
2026-07-31 12:42:32 UTC | gr01_02_CH_ZUESTA | gr01 | 02_CH | ZUESTA | building | Building | door_u_value_in_watt_per_m2_per_kelvin
2026-07-31 12:42:32 UTC | gr01_02_CH_ZUESTA | gr01 | 02_CH | ZUESTA | building | Building | door_area_in_m2
2026-07-31 12:42:32 UTC | gr01_02_CH_ZUESTA | gr01 | 02_CH | ZUESTA | building | Building | set_heating_temperature_in_celsius | 20.5
2026-07-31 12:42:32 UTC | gr01_02_CH_ZUESTA | gr01 | 02_CH | ZUESTA | building | Building | set_cooling_temperature_in_celsius | 99
2026-07-31 12:42:32 UTC | gr01_02_CH_ZUESTA | gr01 | 02_CH | ZUESTA | building | Building | natural_ventilation_m3_per_h_per_person | 29
2026-07-31 12:42:32 UTC | gr01_02_CH_ZUESTA | gr01 | 02_CH | ZUESTA | building | Building | sia_natural_ventilation_m3_per_h_per_m2 | 0.6
2026-07-31 12:42:32 UTC | gr01_02_CH_ZUESTA | gr01 | 02_CH | ZUESTA | building | Building | swiss_infiltration_rate_per_h | 0.3
2026-07-31 12:42:32 UTC | gr01_02_CH_ZUESTA | gr01 | 02_CH | ZUESTA | building | Building | heating_demand_mode | iso13790
2026-07-31 12:42:32 UTC | gr01_02_CH_ZUESTA | gr01 | 02_CH | ZUESTA | building | Building | operative_heating_proportional_band_in_celsius | 1
2026-07-31 12:42:32 UTC | gr01_02_CH_ZUESTA | gr01 | 02_CH | ZUESTA | building | Building | operative_heating_proportional_gain | 1
2026-07-31 12:42:32 UTC | gr01_02_CH_ZUESTA | gr01 | 02_CH | ZUESTA | building | Building | control_comfort_lower_bound_shift_in_celsius
2026-07-31 12:42:32 UTC | gr01_02_CH_ZUESTA | gr01 | 02_CH | ZUESTA | building | Building | comfort_aware_seasonal_heating_gate | true
2026-07-31 12:42:32 UTC | gr01_02_CH_ZUESTA | gr01 | 02_CH | ZUESTA | component | StrictComfortDemandController | building_name | BUI1
2026-07-31 12:42:32 UTC | gr01_02_CH_ZUESTA | gr01 | 02_CH | ZUESTA | component | StrictComfortDemandController | name | StrictComfortDemandController
2026-07-31 12:42:32 UTC | gr01_02_CH_ZUESTA | gr01 | 02_CH | ZUESTA | component | StrictComfortDemandController | temperature_air_heating_in_celsius | 20.5
2026-07-31 12:42:32 UTC | gr01_02_CH_ZUESTA | gr01 | 02_CH | ZUESTA | component | StrictComfortDemandController | temperature_air_cooling_in_celsius | 24
2026-07-31 12:42:32 UTC | gr01_02_CH_ZUESTA | gr01 | 02_CH | ZUESTA | component | StrictComfortDemandController | offset | 0.5
2026-07-31 12:42:32 UTC | gr01_02_CH_ZUESTA | gr01 | 02_CH | ZUESTA | component | StrictComfortDemandController | mode | 2
2026-07-31 12:42:32 UTC | gr01_02_CH_ZUESTA | gr01 | 02_CH | ZUESTA | component | StrictComfortDemandController | use_adaptive_comfort_band | true
2026-07-31 12:42:32 UTC | gr01_02_CH_ZUESTA | gr01 | 02_CH | ZUESTA | component | StrictComfortDemandController | control_strategy | strict_comfort_band_v1
2026-07-31 12:42:32 UTC | gr01_02_CH_ZUESTA | gr01 | 02_CH | ZUESTA | component | StrictComfortDemandController | comfort_band_inner_offset_in_celsius | 0.5
2026-07-31 12:42:32 UTC | gr01_02_CH_ZUESTA | gr01 | 02_CH | ZUESTA | component | StrictComfortDemandController | comfort_band_inner_offset_lower_in_celsius | 1
2026-07-31 12:42:32 UTC | gr01_02_CH_ZUESTA | gr01 | 02_CH | ZUESTA | component | StrictComfortDemandController | comfort_band_inner_offset_upper_in_celsius | 0.5
2026-07-31 12:42:32 UTC | gr01_02_CH_ZUESTA | gr01 | 02_CH | ZUESTA | component | StrictComfortDemandController | heating_disabled_above_running_mean_outdoor_temperature_in_celsius | 18
2026-07-31 12:42:32 UTC | gr01_02_CH_ZUESTA | gr01 | 02_CH | ZUESTA | component | StrictComfortDemandController | cooling_enabled_above_running_mean_outdoor_temperature_in_celsius | 99
2026-07-31 12:42:32 UTC | gr01_02_CH_ZUESTA | gr01 | 02_CH | ZUESTA | component | ComfortBandHeatingDemand | building_name | BUI1
2026-07-31 12:42:32 UTC | gr01_02_CH_ZUESTA | gr01 | 02_CH | ZUESTA | component | ComfortBandHeatingDemand | name | ComfortBandHeatingDemand
2026-07-31 12:42:32 UTC | gr01_02_CH_ZUESTA | gr01 | 02_CH | ZUESTA | component | ComfortBandHeatingDemand | max_heating_power_in_watt | 11855.7
2026-07-31 12:42:32 UTC | gr01_02_CH_ZUESTA | gr01 | 02_CH | ZUESTA | component | ComfortBandHeatingDemand | proportional_gain_in_watt_per_kelvin | 23711.4
2026-07-31 12:42:32 UTC | gr01_02_CH_ZUESTA | gr01 | 02_CH | ZUESTA | component | StrictComfortSetpointModifier | building_name | BUI1
2026-07-31 12:42:32 UTC | gr01_02_CH_ZUESTA | gr01 | 02_CH | ZUESTA | component | StrictComfortSetpointModifier | name | StrictComfortSetpointModifier
2026-07-31 12:42:32 UTC | gr01_02_CH_ZUESTA | gr01 | 02_CH | ZUESTA | component | StrictComfortSetpointModifier | base_heating_setpoint_in_celsius | 20.5
2026-07-31 12:42:32 UTC | gr01_02_CH_ZUESTA | gr01 | 02_CH | ZUESTA | component | StrictComfortSetpointModifier | recovery_gain | 5
2026-07-31 12:42:32 UTC | gr01_02_CH_ZUESTA | gr01 | 02_CH | ZUESTA | component | StrictComfortSetpointModifier | max_recovery_boost_in_celsius | 5
2026-07-31 12:42:32 UTC | gr01_02_CH_ZUESTA | gr01 | 02_CH | ZUESTA | component | StrictComfortSetpointModifier | clamp_min_modifier_in_celsius
2026-07-31 12:42:32 UTC | gr01_02_CH_ZUESTA | gr01 | 02_CH | ZUESTA | component | StrictComfortSetpointModifier | clamp_max_modifier_in_celsius | 15
2026-07-31 12:42:32 UTC | gr01_02_CH_ZUESTA | gr01 | 02_CH | ZUESTA | component | HeatDistributionController | building_name | BUI1
2026-07-31 12:42:32 UTC | gr01_02_CH_ZUESTA | gr01 | 02_CH | ZUESTA | component | HeatDistributionController | name | HeatDistributionController
2026-07-31 12:42:32 UTC | gr01_02_CH_ZUESTA | gr01 | 02_CH | ZUESTA | component | HeatDistributionController | heating_system | HeatDistributionSystemType.FLOORHEATING
2026-07-31 12:42:32 UTC | gr01_02_CH_ZUESTA | gr01 | 02_CH | ZUESTA | component | HeatDistributionController | set_heating_threshold_outside_temperature_in_celsius | 16
2026-07-31 12:42:32 UTC | gr01_02_CH_ZUESTA | gr01 | 02_CH | ZUESTA | component | HeatDistributionController | heating_reference_temperature_in_celsius | -8
2026-07-31 12:42:32 UTC | gr01_02_CH_ZUESTA | gr01 | 02_CH | ZUESTA | component | HeatDistributionController | set_heating_temperature_for_building_in_celsius | 20.5
2026-07-31 12:42:32 UTC | gr01_02_CH_ZUESTA | gr01 | 02_CH | ZUESTA | component | HeatDistributionController | set_cooling_temperature_for_building_in_celsius | 99
2026-07-31 12:42:32 UTC | gr01_02_CH_ZUESTA | gr01 | 02_CH | ZUESTA | component | HeatDistributionController | heating_load_of_building_in_watt | 11855.7
2026-07-31 12:42:32 UTC | gr01_02_CH_ZUESTA | gr01 | 02_CH | ZUESTA | heat_distribution | HeatDistributionSystem | absolute_conditioned_floor_area_in_m2 | 195
2026-07-31 12:42:32 UTC | gr01_02_CH_ZUESTA | gr01 | 02_CH | ZUESTA | thermal_storage | SimpleHotWaterStorage | volume_heating_water_storage_in_liter | 592.8
2026-07-31 12:42:32 UTC | gr01_02_CH_ZUESTA | gr01 | 02_CH | ZUESTA | component | BufferRemainingCapacity60C | building_name | BUI1
2026-07-31 12:42:32 UTC | gr01_02_CH_ZUESTA | gr01 | 02_CH | ZUESTA | component | BufferRemainingCapacity60C | name | BufferRemainingCapacity60C
2026-07-31 12:42:32 UTC | gr01_02_CH_ZUESTA | gr01 | 02_CH | ZUESTA | component | BufferRemainingCapacity60C | volume_heating_water_storage_in_liter | 592.8
2026-07-31 12:42:32 UTC | gr01_02_CH_ZUESTA | gr01 | 02_CH | ZUESTA | component | BufferRemainingCapacity60C | max_temperature_in_celsius | 6
2026-07-31 12:42:32 UTC | gr01_02_CH_ZUESTA | gr01 | 02_CH | ZUESTA | component | BufferRemainingCapacity60C | water_density_kg_per_liter | 0.992
2026-07-31 12:42:32 UTC | gr01_02_CH_ZUESTA | gr01 | 02_CH | ZUESTA | component | BufferRemainingCapacity60C | water_specific_heat_capacity_j_per_kg_per_k | 4180
2026-07-31 12:42:32 UTC | gr01_02_CH_ZUESTA | gr01 | 02_CH | ZUESTA | component | DistrictHeatingController | building_name | BUI1
2026-07-31 12:42:32 UTC | gr01_02_CH_ZUESTA | gr01 | 02_CH | ZUESTA | component | DistrictHeatingController | name | DistrictHeatingController
2026-07-31 12:42:32 UTC | gr01_02_CH_ZUESTA | gr01 | 02_CH | ZUESTA | component | DistrictHeatingController | set_heating_threshold_outside_temperature_in_celsius | 16
2026-07-31 12:42:32 UTC | gr01_02_CH_ZUESTA | gr01 | 02_CH | ZUESTA | component | DistrictHeatingController | with_domestic_hot_water_preparation | true
2026-07-31 12:42:32 UTC | gr01_02_CH_ZUESTA | gr01 | 02_CH | ZUESTA | component | DistrictHeatingController | hysteresis_water_temperature_offset | 15
2026-07-31 12:42:32 UTC | gr01_02_CH_ZUESTA | gr01 | 02_CH | ZUESTA | component | DistrictHeatingController | parallel_space_heating_and_dhw_option | true
2026-07-31 12:42:32 UTC | gr01_02_CH_ZUESTA | gr01 | 02_CH | ZUESTA | heat_generator | DistrictHeating | connected_load_w | 7510
2026-07-31 12:42:32 UTC | gr01_02_CH_ZUESTA | gr01 | 02_CH | ZUESTA | component | FuelMeter | building_name | BUI1
2026-07-31 12:42:32 UTC | gr01_02_CH_ZUESTA | gr01 | 02_CH | ZUESTA | component | FuelMeter | name | FuelMeter
2026-07-31 12:42:32 UTC | gr01_02_CH_ZUESTA | gr01 | 02_CH | ZUESTA | component | FuelMeter | fuel_loadtype | LoadTypes.DISTRICTHEATING
2026-07-31 12:42:32 UTC | gr01_02_CH_ZUESTA | gr01 | 02_CH | ZUESTA | component | FuelMeter | heating_value_of_fuel_in_kwh_per_liter | 9.82
2026-07-31 12:42:32 UTC | gr01_02_CH_ZUESTA | gr01 | 02_CH | ZUESTA | component | FuelMeter | fuel_density_in_kg_per_m3 | 83
2026-07-31 12:42:32 UTC | gr01_02_CH_ZUESTA | gr01 | 02_CH | ZUESTA | component | HeatGeneratorTotalThermalPower | building_name | BUI1
2026-07-31 12:42:32 UTC | gr01_02_CH_ZUESTA | gr01 | 02_CH | ZUESTA | component | HeatGeneratorTotalThermalPower | name | HeatGeneratorTotalThermalPower
2026-07-31 12:42:32 UTC | gr01_02_CH_ZUESTA | gr01 | 02_CH | ZUESTA | component | HeatGeneratorTotalThermalPower | loadtype | LoadTypes.ANY
2026-07-31 12:42:32 UTC | gr01_02_CH_ZUESTA | gr01 | 02_CH | ZUESTA | component | HeatGeneratorTotalThermalPower | unit | Units.WATT
2026-07-31 12:42:32 UTC | gr01_02_CH_ZUESTA | gr01 | 02_CH | ZUESTA | component | HeatGeneratorPlantDhwThermalPower | building_name | BUI1
2026-07-31 12:42:32 UTC | gr01_02_CH_ZUESTA | gr01 | 02_CH | ZUESTA | component | HeatGeneratorPlantDhwThermalPower | name | HeatGeneratorPlantDhwThermalPower
2026-07-31 12:42:32 UTC | gr01_02_CH_ZUESTA | gr01 | 02_CH | ZUESTA | component | HeatGeneratorPlantDhwThermalPower | loadtype | LoadTypes.ANY
2026-07-31 12:42:32 UTC | gr01_02_CH_ZUESTA | gr01 | 02_CH | ZUESTA | component | HeatGeneratorPlantDhwThermalPower | unit | Units.WATT
2026-07-31 12:42:32 UTC | gr01_02_CH_ZUESTA | gr01 | 02_CH | ZUESTA | component | SolarDhwThermalPower | building_name | BUI1
2026-07-31 12:42:32 UTC | gr01_02_CH_ZUESTA | gr01 | 02_CH | ZUESTA | component | SolarDhwThermalPower | name | SolarDhwThermalPower
2026-07-31 12:42:32 UTC | gr01_02_CH_ZUESTA | gr01 | 02_CH | ZUESTA | component | SolarDhwThermalPower | value_watt
2026-07-31 12:42:32 UTC | gr01_02_CH_ZUESTA | gr01 | 02_CH | ZUESTA | component | SolarDhwThermalPower | loadtype | LoadTypes.ANY
2026-07-31 12:42:32 UTC | gr01_02_CH_ZUESTA | gr01 | 02_CH | ZUESTA | component | SolarDhwThermalPower | unit | Units.WATT
2026-07-31 12:42:32 UTC | gr01_02_CH_ZUESTA | gr01 | 02_CH | ZUESTA | component | FlexibilityPotential | building_name | BUI1
2026-07-31 12:42:32 UTC | gr01_02_CH_ZUESTA | gr01 | 02_CH | ZUESTA | component | FlexibilityPotential | name | FlexibilityPotential
2026-07-31 12:42:32 UTC | gr01_02_CH_ZUESTA | gr01 | 02_CH | ZUESTA | component | FlexibilityPotential | fallback_heating_cop | 1
2026-07-31 12:42:32 UTC | gr01_02_CH_ZUESTA | gr01 | 02_CH | ZUESTA | component | FlexibilityPotential | fallback_cooling_eer
2026-07-31 12:42:32 UTC | gr01_03_CH_ZUESTA | gr01 | 03_CH | ZUESTA | simulation | SimulationParameters | year | 2050
2026-07-31 12:42:32 UTC | gr01_03_CH_ZUESTA | gr01 | 03_CH | ZUESTA | simulation | SimulationParameters | seconds_per_timestep | 9 | s
2026-07-31 12:42:32 UTC | gr01_03_CH_ZUESTA | gr01 | 03_CH | ZUESTA | simulation | SimulationParameters | country | CH
2026-07-31 12:42:32 UTC | gr01_03_CH_ZUESTA | gr01 | 03_CH | ZUESTA | cli | cli_overrides | ARCH | 03_CH
2026-07-31 12:42:32 UTC | gr01_03_CH_ZUESTA | gr01 | 03_CH | ZUESTA | cli | cli_overrides | WEATHER | ZUESTA
2026-07-31 12:42:32 UTC | gr01_03_CH_ZUESTA | gr01 | 03_CH | ZUESTA | cli | cli_overrides | TIME_HORIZON | future
2026-07-31 12:42:32 UTC | gr01_03_CH_ZUESTA | gr01 | 03_CH | ZUESTA | cli | cli_overrides | SCENARIO | none
2026-07-31 12:42:32 UTC | gr01_03_CH_ZUESTA | gr01 | 03_CH | ZUESTA | cli | cli_overrides | OCC | SIA2024
2026-07-31 12:42:32 UTC | gr01_03_CH_ZUESTA | gr01 | 03_CH | ZUESTA | cli | cli_overrides | HEATGEN_SIZING | IDEAL_LOOKUP
2026-07-31 12:42:32 UTC | gr01_03_CH_ZUESTA | gr01 | 03_CH | ZUESTA | cli | cli_overrides | HP_SHARE_OF_IDEAL | 0.8
2026-07-31 12:42:32 UTC | gr01_03_CH_ZUESTA | gr01 | 03_CH | ZUESTA | internal_loads | SIA2024Occupancy | conditioned_floor_area_in_m2 | 18
2026-07-31 12:42:32 UTC | gr01_03_CH_ZUESTA | gr01 | 03_CH | ZUESTA | internal_loads | SIA2024Occupancy | appliances_load_w_per_m2 | 1
2026-07-31 12:42:32 UTC | gr01_03_CH_ZUESTA | gr01 | 03_CH | ZUESTA | internal_loads | SIA2024Occupancy | lighting_load_w_per_m2 | 3
2026-07-31 12:42:32 UTC | gr01_03_CH_ZUESTA | gr01 | 03_CH | ZUESTA | internal_loads | SIA2024Occupancy | lighting_annual_full_load_hours | 846
2026-07-31 12:42:32 UTC | gr01_03_CH_ZUESTA | gr01 | 03_CH | ZUESTA | internal_loads | SIA2024Occupancy | appliances_yearly_utilization_per_month | 0.7995
2026-07-31 12:42:32 UTC | gr01_03_CH_ZUESTA | gr01 | 03_CH | ZUESTA | weather | Weather | source_path | C:\Users\het\HiSim\hisim\inputs\weather\custom_csv\Zurich\NABZUE_2060_RCP85_DRY.csv
2026-07-31 12:42:32 UTC | gr01_03_CH_ZUESTA | gr01 | 03_CH | ZUESTA | weather | Weather | location | Zurich
2026-07-31 12:42:32 UTC | gr01_03_CH_ZUESTA | gr01 | 03_CH | ZUESTA | weather | Weather | name | Weather
2026-07-31 12:42:32 UTC | gr01_03_CH_ZUESTA | gr01 | 03_CH | ZUESTA | component | ElectricityMeter | building_name | BUI1
2026-07-31 12:42:32 UTC | gr01_03_CH_ZUESTA | gr01 | 03_CH | ZUESTA | component | ElectricityMeter | name | ElectricityMeter
2026-07-31 12:42:32 UTC | gr01_03_CH_ZUESTA | gr01 | 03_CH | ZUESTA | building | Building | building_name | 1946_1960
2026-07-31 12:42:32 UTC | gr01_03_CH_ZUESTA | gr01 | 03_CH | ZUESTA | building | Building | building_code | AT.N.SFH.03.Gen.ReEx.001.002
2026-07-31 12:42:32 UTC | gr01_03_CH_ZUESTA | gr01 | 03_CH | ZUESTA | building | Building | building_heat_capacity_class | medium
2026-07-31 12:42:32 UTC | gr01_03_CH_ZUESTA | gr01 | 03_CH | ZUESTA | building | Building | absolute_conditioned_floor_area_in_m2 | 180
2026-07-31 12:42:32 UTC | gr01_03_CH_ZUESTA | gr01 | 03_CH | ZUESTA | building | Building | heating_reference_temperature_in_celsius | -8
2026-07-31 12:42:32 UTC | gr01_03_CH_ZUESTA | gr01 | 03_CH | ZUESTA | building | Building | floor_u_value_in_watt_per_m2_per_kelvin | 0.98
2026-07-31 12:42:32 UTC | gr01_03_CH_ZUESTA | gr01 | 03_CH | ZUESTA | building | Building | floor_area_in_m2 | 86.1
2026-07-31 12:42:32 UTC | gr01_03_CH_ZUESTA | gr01 | 03_CH | ZUESTA | building | Building | facade_u_value_in_watt_per_m2_per_kelvin | 0.81
2026-07-31 12:42:32 UTC | gr01_03_CH_ZUESTA | gr01 | 03_CH | ZUESTA | building | Building | facade_area_in_m2 | 167.6
2026-07-31 12:42:32 UTC | gr01_03_CH_ZUESTA | gr01 | 03_CH | ZUESTA | building | Building | roof_u_value_in_watt_per_m2_per_kelvin | 0.44
2026-07-31 12:42:32 UTC | gr01_03_CH_ZUESTA | gr01 | 03_CH | ZUESTA | building | Building | roof_area_in_m2 | 95.44
2026-07-31 12:42:32 UTC | gr01_03_CH_ZUESTA | gr01 | 03_CH | ZUESTA | building | Building | window_u_value_in_watt_per_m2_per_kelvin | 1.6
2026-07-31 12:42:32 UTC | gr01_03_CH_ZUESTA | gr01 | 03_CH | ZUESTA | building | Building | window_area_in_m2 | 28.8
2026-07-31 12:42:32 UTC | gr01_03_CH_ZUESTA | gr01 | 03_CH | ZUESTA | building | Building | door_u_value_in_watt_per_m2_per_kelvin
2026-07-31 12:42:32 UTC | gr01_03_CH_ZUESTA | gr01 | 03_CH | ZUESTA | building | Building | door_area_in_m2
2026-07-31 12:42:32 UTC | gr01_03_CH_ZUESTA | gr01 | 03_CH | ZUESTA | building | Building | set_heating_temperature_in_celsius | 20.5
2026-07-31 12:42:32 UTC | gr01_03_CH_ZUESTA | gr01 | 03_CH | ZUESTA | building | Building | set_cooling_temperature_in_celsius | 99
2026-07-31 12:42:32 UTC | gr01_03_CH_ZUESTA | gr01 | 03_CH | ZUESTA | building | Building | natural_ventilation_m3_per_h_per_person | 29
2026-07-31 12:42:32 UTC | gr01_03_CH_ZUESTA | gr01 | 03_CH | ZUESTA | building | Building | sia_natural_ventilation_m3_per_h_per_m2 | 0.6
2026-07-31 12:42:32 UTC | gr01_03_CH_ZUESTA | gr01 | 03_CH | ZUESTA | building | Building | swiss_infiltration_rate_per_h | 0.3
2026-07-31 12:42:32 UTC | gr01_03_CH_ZUESTA | gr01 | 03_CH | ZUESTA | building | Building | heating_demand_mode | iso13790
2026-07-31 12:42:32 UTC | gr01_03_CH_ZUESTA | gr01 | 03_CH | ZUESTA | building | Building | operative_heating_proportional_band_in_celsius | 1
2026-07-31 12:42:32 UTC | gr01_03_CH_ZUESTA | gr01 | 03_CH | ZUESTA | building | Building | operative_heating_proportional_gain | 1
2026-07-31 12:42:32 UTC | gr01_03_CH_ZUESTA | gr01 | 03_CH | ZUESTA | building | Building | control_comfort_lower_bound_shift_in_celsius
2026-07-31 12:42:32 UTC | gr01_03_CH_ZUESTA | gr01 | 03_CH | ZUESTA | building | Building | comfort_aware_seasonal_heating_gate | true
2026-07-31 12:42:32 UTC | gr01_03_CH_ZUESTA | gr01 | 03_CH | ZUESTA | component | StrictComfortDemandController | building_name | BUI1
2026-07-31 12:42:32 UTC | gr01_03_CH_ZUESTA | gr01 | 03_CH | ZUESTA | component | StrictComfortDemandController | name | StrictComfortDemandController
2026-07-31 12:42:32 UTC | gr01_03_CH_ZUESTA | gr01 | 03_CH | ZUESTA | component | StrictComfortDemandController | temperature_air_heating_in_celsius | 20.5
2026-07-31 12:42:32 UTC | gr01_03_CH_ZUESTA | gr01 | 03_CH | ZUESTA | component | StrictComfortDemandController | temperature_air_cooling_in_celsius | 24
2026-07-31 12:42:32 UTC | gr01_03_CH_ZUESTA | gr01 | 03_CH | ZUESTA | component | StrictComfortDemandController | offset | 0.5
2026-07-31 12:42:32 UTC | gr01_03_CH_ZUESTA | gr01 | 03_CH | ZUESTA | component | StrictComfortDemandController | mode | 2
2026-07-31 12:42:32 UTC | gr01_03_CH_ZUESTA | gr01 | 03_CH | ZUESTA | component | StrictComfortDemandController | use_adaptive_comfort_band | true
2026-07-31 12:42:32 UTC | gr01_03_CH_ZUESTA | gr01 | 03_CH | ZUESTA | component | StrictComfortDemandController | control_strategy | strict_comfort_band_v1
2026-07-31 12:42:32 UTC | gr01_03_CH_ZUESTA | gr01 | 03_CH | ZUESTA | component | StrictComfortDemandController | comfort_band_inner_offset_in_celsius | 0.5
2026-07-31 12:42:32 UTC | gr01_03_CH_ZUESTA | gr01 | 03_CH | ZUESTA | component | StrictComfortDemandController | comfort_band_inner_offset_lower_in_celsius | 1
2026-07-31 12:42:32 UTC | gr01_03_CH_ZUESTA | gr01 | 03_CH | ZUESTA | component | StrictComfortDemandController | comfort_band_inner_offset_upper_in_celsius | 0.5
2026-07-31 12:42:32 UTC | gr01_03_CH_ZUESTA | gr01 | 03_CH | ZUESTA | component | StrictComfortDemandController | heating_disabled_above_running_mean_outdoor_temperature_in_celsius | 18
2026-07-31 12:42:32 UTC | gr01_03_CH_ZUESTA | gr01 | 03_CH | ZUESTA | component | StrictComfortDemandController | cooling_enabled_above_running_mean_outdoor_temperature_in_celsius | 99
2026-07-31 12:42:32 UTC | gr01_03_CH_ZUESTA | gr01 | 03_CH | ZUESTA | component | ComfortBandHeatingDemand | building_name | BUI1
2026-07-31 12:42:32 UTC | gr01_03_CH_ZUESTA | gr01 | 03_CH | ZUESTA | component | ComfortBandHeatingDemand | name | ComfortBandHeatingDemand
2026-07-31 12:42:32 UTC | gr01_03_CH_ZUESTA | gr01 | 03_CH | ZUESTA | component | ComfortBandHeatingDemand | max_heating_power_in_watt | 10601.2
2026-07-31 12:42:32 UTC | gr01_03_CH_ZUESTA | gr01 | 03_CH | ZUESTA | component | ComfortBandHeatingDemand | proportional_gain_in_watt_per_kelvin | 21202.5
2026-07-31 12:42:32 UTC | gr01_03_CH_ZUESTA | gr01 | 03_CH | ZUESTA | component | StrictComfortSetpointModifier | building_name | BUI1
2026-07-31 12:42:32 UTC | gr01_03_CH_ZUESTA | gr01 | 03_CH | ZUESTA | component | StrictComfortSetpointModifier | name | StrictComfortSetpointModifier
2026-07-31 12:42:32 UTC | gr01_03_CH_ZUESTA | gr01 | 03_CH | ZUESTA | component | StrictComfortSetpointModifier | base_heating_setpoint_in_celsius | 20.5
2026-07-31 12:42:32 UTC | gr01_03_CH_ZUESTA | gr01 | 03_CH | ZUESTA | component | StrictComfortSetpointModifier | recovery_gain | 5
2026-07-31 12:42:32 UTC | gr01_03_CH_ZUESTA | gr01 | 03_CH | ZUESTA | component | StrictComfortSetpointModifier | max_recovery_boost_in_celsius | 5
2026-07-31 12:42:32 UTC | gr01_03_CH_ZUESTA | gr01 | 03_CH | ZUESTA | component | StrictComfortSetpointModifier | clamp_min_modifier_in_celsius
2026-07-31 12:42:32 UTC | gr01_03_CH_ZUESTA | gr01 | 03_CH | ZUESTA | component | StrictComfortSetpointModifier | clamp_max_modifier_in_celsius | 15
2026-07-31 12:42:32 UTC | gr01_03_CH_ZUESTA | gr01 | 03_CH | ZUESTA | component | HeatDistributionController | building_name | BUI1
2026-07-31 12:42:32 UTC | gr01_03_CH_ZUESTA | gr01 | 03_CH | ZUESTA | component | HeatDistributionController | name | HeatDistributionController
2026-07-31 12:42:32 UTC | gr01_03_CH_ZUESTA | gr01 | 03_CH | ZUESTA | component | HeatDistributionController | heating_system | HeatDistributionSystemType.FLOORHEATING
2026-07-31 12:42:32 UTC | gr01_03_CH_ZUESTA | gr01 | 03_CH | ZUESTA | component | HeatDistributionController | set_heating_threshold_outside_temperature_in_celsius | 16
2026-07-31 12:42:32 UTC | gr01_03_CH_ZUESTA | gr01 | 03_CH | ZUESTA | component | HeatDistributionController | heating_reference_temperature_in_celsius | -8
2026-07-31 12:42:32 UTC | gr01_03_CH_ZUESTA | gr01 | 03_CH | ZUESTA | component | HeatDistributionController | set_heating_temperature_for_building_in_celsius | 20.5
2026-07-31 12:42:32 UTC | gr01_03_CH_ZUESTA | gr01 | 03_CH | ZUESTA | component | HeatDistributionController | set_cooling_temperature_for_building_in_celsius | 99
2026-07-31 12:42:32 UTC | gr01_03_CH_ZUESTA | gr01 | 03_CH | ZUESTA | component | HeatDistributionController | heating_load_of_building_in_watt | 10601.2
2026-07-31 12:42:32 UTC | gr01_03_CH_ZUESTA | gr01 | 03_CH | ZUESTA | heat_distribution | HeatDistributionSystem | absolute_conditioned_floor_area_in_m2 | 18
2026-07-31 12:42:32 UTC | gr01_03_CH_ZUESTA | gr01 | 03_CH | ZUESTA | thermal_storage | SimpleHotWaterStorage | volume_heating_water_storage_in_liter | 530.1
2026-07-31 12:42:32 UTC | gr01_03_CH_ZUESTA | gr01 | 03_CH | ZUESTA | component | BufferRemainingCapacity60C | building_name | BUI1
2026-07-31 12:42:32 UTC | gr01_03_CH_ZUESTA | gr01 | 03_CH | ZUESTA | component | BufferRemainingCapacity60C | name | BufferRemainingCapacity60C
2026-07-31 12:42:32 UTC | gr01_03_CH_ZUESTA | gr01 | 03_CH | ZUESTA | component | BufferRemainingCapacity60C | volume_heating_water_storage_in_liter | 530.1
2026-07-31 12:42:32 UTC | gr01_03_CH_ZUESTA | gr01 | 03_CH | ZUESTA | component | BufferRemainingCapacity60C | max_temperature_in_celsius | 6
2026-07-31 12:42:32 UTC | gr01_03_CH_ZUESTA | gr01 | 03_CH | ZUESTA | component | BufferRemainingCapacity60C | water_density_kg_per_liter | 0.992
2026-07-31 12:42:32 UTC | gr01_03_CH_ZUESTA | gr01 | 03_CH | ZUESTA | component | BufferRemainingCapacity60C | water_specific_heat_capacity_j_per_kg_per_k | 4180
2026-07-31 12:42:32 UTC | gr01_03_CH_ZUESTA | gr01 | 03_CH | ZUESTA | component | DistrictHeatingController | building_name | BUI1
2026-07-31 12:42:32 UTC | gr01_03_CH_ZUESTA | gr01 | 03_CH | ZUESTA | component | DistrictHeatingController | name | DistrictHeatingController
2026-07-31 12:42:32 UTC | gr01_03_CH_ZUESTA | gr01 | 03_CH | ZUESTA | component | DistrictHeatingController | set_heating_threshold_outside_temperature_in_celsius | 16
2026-07-31 12:42:32 UTC | gr01_03_CH_ZUESTA | gr01 | 03_CH | ZUESTA | component | DistrictHeatingController | with_domestic_hot_water_preparation | true
2026-07-31 12:42:32 UTC | gr01_03_CH_ZUESTA | gr01 | 03_CH | ZUESTA | component | DistrictHeatingController | hysteresis_water_temperature_offset | 15
2026-07-31 12:42:32 UTC | gr01_03_CH_ZUESTA | gr01 | 03_CH | ZUESTA | component | DistrictHeatingController | parallel_space_heating_and_dhw_option | true
2026-07-31 12:42:32 UTC | gr01_03_CH_ZUESTA | gr01 | 03_CH | ZUESTA | heat_generator | DistrictHeating | connected_load_w | 7020
2026-07-31 12:42:32 UTC | gr01_03_CH_ZUESTA | gr01 | 03_CH | ZUESTA | component | FuelMeter | building_name | BUI1
2026-07-31 12:42:32 UTC | gr01_03_CH_ZUESTA | gr01 | 03_CH | ZUESTA | component | FuelMeter | name | FuelMeter
2026-07-31 12:42:32 UTC | gr01_03_CH_ZUESTA | gr01 | 03_CH | ZUESTA | component | FuelMeter | fuel_loadtype | LoadTypes.DISTRICTHEATING
2026-07-31 12:42:32 UTC | gr01_03_CH_ZUESTA | gr01 | 03_CH | ZUESTA | component | FuelMeter | heating_value_of_fuel_in_kwh_per_liter | 9.82
2026-07-31 12:42:32 UTC | gr01_03_CH_ZUESTA | gr01 | 03_CH | ZUESTA | component | FuelMeter | fuel_density_in_kg_per_m3 | 83
2026-07-31 12:42:32 UTC | gr01_03_CH_ZUESTA | gr01 | 03_CH | ZUESTA | component | HeatGeneratorTotalThermalPower | building_name | BUI1
2026-07-31 12:42:32 UTC | gr01_03_CH_ZUESTA | gr01 | 03_CH | ZUESTA | component | HeatGeneratorTotalThermalPower | name | HeatGeneratorTotalThermalPower
2026-07-31 12:42:32 UTC | gr01_03_CH_ZUESTA | gr01 | 03_CH | ZUESTA | component | HeatGeneratorTotalThermalPower | loadtype | LoadTypes.ANY
2026-07-31 12:42:32 UTC | gr01_03_CH_ZUESTA | gr01 | 03_CH | ZUESTA | component | HeatGeneratorTotalThermalPower | unit | Units.WATT
2026-07-31 12:42:32 UTC | gr01_03_CH_ZUESTA | gr01 | 03_CH | ZUESTA | component | HeatGeneratorPlantDhwThermalPower | building_name | BUI1
2026-07-31 12:42:32 UTC | gr01_03_CH_ZUESTA | gr01 | 03_CH | ZUESTA | component | HeatGeneratorPlantDhwThermalPower | name | HeatGeneratorPlantDhwThermalPower
2026-07-31 12:42:32 UTC | gr01_03_CH_ZUESTA | gr01 | 03_CH | ZUESTA | component | HeatGeneratorPlantDhwThermalPower | loadtype | LoadTypes.ANY
2026-07-31 12:42:32 UTC | gr01_03_CH_ZUESTA | gr01 | 03_CH | ZUESTA | component | HeatGeneratorPlantDhwThermalPower | unit | Units.WATT
2026-07-31 12:42:32 UTC | gr01_03_CH_ZUESTA | gr01 | 03_CH | ZUESTA | component | SolarDhwThermalPower | building_name | BUI1
2026-07-31 12:42:32 UTC | gr01_03_CH_ZUESTA | gr01 | 03_CH | ZUESTA | component | SolarDhwThermalPower | name | SolarDhwThermalPower
2026-07-31 12:42:32 UTC | gr01_03_CH_ZUESTA | gr01 | 03_CH | ZUESTA | component | SolarDhwThermalPower | value_watt
2026-07-31 12:42:32 UTC | gr01_03_CH_ZUESTA | gr01 | 03_CH | ZUESTA | component | SolarDhwThermalPower | loadtype | LoadTypes.ANY
2026-07-31 12:42:32 UTC | gr01_03_CH_ZUESTA | gr01 | 03_CH | ZUESTA | component | SolarDhwThermalPower | unit | Units.WATT
2026-07-31 12:42:32 UTC | gr01_03_CH_ZUESTA | gr01 | 03_CH | ZUESTA | component | FlexibilityPotential | building_name | BUI1
2026-07-31 12:42:32 UTC | gr01_03_CH_ZUESTA | gr01 | 03_CH | ZUESTA | component | FlexibilityPotential | name | FlexibilityPotential
2026-07-31 12:42:32 UTC | gr01_03_CH_ZUESTA | gr01 | 03_CH | ZUESTA | component | FlexibilityPotential | fallback_heating_cop | 1
2026-07-31 12:42:32 UTC | gr01_03_CH_ZUESTA | gr01 | 03_CH | ZUESTA | component | FlexibilityPotential | fallback_cooling_eer
2026-07-31 12:42:32 UTC | gr01_04_CH_ZUESTA | gr01 | 04_CH | ZUESTA | simulation | SimulationParameters | year | 2050
2026-07-31 12:42:32 UTC | gr01_04_CH_ZUESTA | gr01 | 04_CH | ZUESTA | simulation | SimulationParameters | seconds_per_timestep | 9 | s
2026-07-31 12:42:32 UTC | gr01_04_CH_ZUESTA | gr01 | 04_CH | ZUESTA | simulation | SimulationParameters | country | CH
2026-07-31 12:42:32 UTC | gr01_04_CH_ZUESTA | gr01 | 04_CH | ZUESTA | cli | cli_overrides | ARCH | 04_CH
2026-07-31 12:42:32 UTC | gr01_04_CH_ZUESTA | gr01 | 04_CH | ZUESTA | cli | cli_overrides | WEATHER | ZUESTA
2026-07-31 12:42:32 UTC | gr01_04_CH_ZUESTA | gr01 | 04_CH | ZUESTA | cli | cli_overrides | TIME_HORIZON | future
2026-07-31 12:42:32 UTC | gr01_04_CH_ZUESTA | gr01 | 04_CH | ZUESTA | cli | cli_overrides | SCENARIO | none
2026-07-31 12:42:32 UTC | gr01_04_CH_ZUESTA | gr01 | 04_CH | ZUESTA | cli | cli_overrides | OCC | SIA2024
2026-07-31 12:42:32 UTC | gr01_04_CH_ZUESTA | gr01 | 04_CH | ZUESTA | cli | cli_overrides | HEATGEN_SIZING | IDEAL_LOOKUP
2026-07-31 12:42:32 UTC | gr01_04_CH_ZUESTA | gr01 | 04_CH | ZUESTA | cli | cli_overrides | HP_SHARE_OF_IDEAL | 0.8
2026-07-31 12:42:32 UTC | gr01_04_CH_ZUESTA | gr01 | 04_CH | ZUESTA | internal_loads | SIA2024Occupancy | conditioned_floor_area_in_m2 | 19
2026-07-31 12:42:32 UTC | gr01_04_CH_ZUESTA | gr01 | 04_CH | ZUESTA | internal_loads | SIA2024Occupancy | appliances_load_w_per_m2 | 1
2026-07-31 12:42:32 UTC | gr01_04_CH_ZUESTA | gr01 | 04_CH | ZUESTA | internal_loads | SIA2024Occupancy | lighting_load_w_per_m2 | 3
2026-07-31 12:42:32 UTC | gr01_04_CH_ZUESTA | gr01 | 04_CH | ZUESTA | internal_loads | SIA2024Occupancy | lighting_annual_full_load_hours | 846
2026-07-31 12:42:32 UTC | gr01_04_CH_ZUESTA | gr01 | 04_CH | ZUESTA | internal_loads | SIA2024Occupancy | appliances_yearly_utilization_per_month | 0.7995
2026-07-31 12:42:32 UTC | gr01_04_CH_ZUESTA | gr01 | 04_CH | ZUESTA | weather | Weather | source_path | C:\Users\het\HiSim\hisim\inputs\weather\custom_csv\Zurich\NABZUE_2060_RCP85_DRY.csv
2026-07-31 12:42:32 UTC | gr01_04_CH_ZUESTA | gr01 | 04_CH | ZUESTA | weather | Weather | location | Zurich
2026-07-31 12:42:32 UTC | gr01_04_CH_ZUESTA | gr01 | 04_CH | ZUESTA | weather | Weather | name | Weather
2026-07-31 12:42:32 UTC | gr01_04_CH_ZUESTA | gr01 | 04_CH | ZUESTA | component | ElectricityMeter | building_name | BUI1
2026-07-31 12:42:32 UTC | gr01_04_CH_ZUESTA | gr01 | 04_CH | ZUESTA | component | ElectricityMeter | name | ElectricityMeter
2026-07-31 12:42:32 UTC | gr01_04_CH_ZUESTA | gr01 | 04_CH | ZUESTA | building | Building | building_name | 1961_1970
2026-07-31 12:42:32 UTC | gr01_04_CH_ZUESTA | gr01 | 04_CH | ZUESTA | building | Building | building_code | AT.N.SFH.04.Gen.ReEx.001.002
2026-07-31 12:42:32 UTC | gr01_04_CH_ZUESTA | gr01 | 04_CH | ZUESTA | building | Building | building_heat_capacity_class | heavy
2026-07-31 12:42:32 UTC | gr01_04_CH_ZUESTA | gr01 | 04_CH | ZUESTA | building | Building | absolute_conditioned_floor_area_in_m2 | 190
2026-07-31 12:42:32 UTC | gr01_04_CH_ZUESTA | gr01 | 04_CH | ZUESTA | building | Building | heating_reference_temperature_in_celsius | -8
2026-07-31 12:42:32 UTC | gr01_04_CH_ZUESTA | gr01 | 04_CH | ZUESTA | building | Building | floor_u_value_in_watt_per_m2_per_kelvin | 1
2026-07-31 12:42:32 UTC | gr01_04_CH_ZUESTA | gr01 | 04_CH | ZUESTA | building | Building | floor_area_in_m2 | 99.2
2026-07-31 12:42:32 UTC | gr01_04_CH_ZUESTA | gr01 | 04_CH | ZUESTA | building | Building | facade_u_value_in_watt_per_m2_per_kelvin | 0.7
2026-07-31 12:42:32 UTC | gr01_04_CH_ZUESTA | gr01 | 04_CH | ZUESTA | building | Building | facade_area_in_m2 | 163.4
2026-07-31 12:42:32 UTC | gr01_04_CH_ZUESTA | gr01 | 04_CH | ZUESTA | building | Building | roof_u_value_in_watt_per_m2_per_kelvin | 0.47
2026-07-31 12:42:32 UTC | gr01_04_CH_ZUESTA | gr01 | 04_CH | ZUESTA | building | Building | roof_area_in_m2 | 108.8
2026-07-31 12:42:32 UTC | gr01_04_CH_ZUESTA | gr01 | 04_CH | ZUESTA | building | Building | window_u_value_in_watt_per_m2_per_kelvin | 1.7
2026-07-31 12:42:32 UTC | gr01_04_CH_ZUESTA | gr01 | 04_CH | ZUESTA | building | Building | window_area_in_m2 | 30.4
2026-07-31 12:42:32 UTC | gr01_04_CH_ZUESTA | gr01 | 04_CH | ZUESTA | building | Building | door_u_value_in_watt_per_m2_per_kelvin
2026-07-31 12:42:32 UTC | gr01_04_CH_ZUESTA | gr01 | 04_CH | ZUESTA | building | Building | door_area_in_m2
2026-07-31 12:42:32 UTC | gr01_04_CH_ZUESTA | gr01 | 04_CH | ZUESTA | building | Building | set_heating_temperature_in_celsius | 20.5
2026-07-31 12:42:32 UTC | gr01_04_CH_ZUESTA | gr01 | 04_CH | ZUESTA | building | Building | set_cooling_temperature_in_celsius | 99
2026-07-31 12:42:32 UTC | gr01_04_CH_ZUESTA | gr01 | 04_CH | ZUESTA | building | Building | natural_ventilation_m3_per_h_per_person | 29
2026-07-31 12:42:32 UTC | gr01_04_CH_ZUESTA | gr01 | 04_CH | ZUESTA | building | Building | sia_natural_ventilation_m3_per_h_per_m2 | 0.6
2026-07-31 12:42:32 UTC | gr01_04_CH_ZUESTA | gr01 | 04_CH | ZUESTA | building | Building | swiss_infiltration_rate_per_h | 0.3
2026-07-31 12:42:32 UTC | gr01_04_CH_ZUESTA | gr01 | 04_CH | ZUESTA | building | Building | heating_demand_mode | iso13790
2026-07-31 12:42:32 UTC | gr01_04_CH_ZUESTA | gr01 | 04_CH | ZUESTA | building | Building | operative_heating_proportional_band_in_celsius | 1
2026-07-31 12:42:32 UTC | gr01_04_CH_ZUESTA | gr01 | 04_CH | ZUESTA | building | Building | operative_heating_proportional_gain | 1
2026-07-31 12:42:32 UTC | gr01_04_CH_ZUESTA | gr01 | 04_CH | ZUESTA | building | Building | control_comfort_lower_bound_shift_in_celsius
2026-07-31 12:42:32 UTC | gr01_04_CH_ZUESTA | gr01 | 04_CH | ZUESTA | building | Building | comfort_aware_seasonal_heating_gate | true
2026-07-31 12:42:32 UTC | gr01_04_CH_ZUESTA | gr01 | 04_CH | ZUESTA | component | StrictComfortDemandController | building_name | BUI1
2026-07-31 12:42:32 UTC | gr01_04_CH_ZUESTA | gr01 | 04_CH | ZUESTA | component | StrictComfortDemandController | name | StrictComfortDemandController
2026-07-31 12:42:32 UTC | gr01_04_CH_ZUESTA | gr01 | 04_CH | ZUESTA | component | StrictComfortDemandController | temperature_air_heating_in_celsius | 20.5
2026-07-31 12:42:32 UTC | gr01_04_CH_ZUESTA | gr01 | 04_CH | ZUESTA | component | StrictComfortDemandController | temperature_air_cooling_in_celsius | 24
2026-07-31 12:42:32 UTC | gr01_04_CH_ZUESTA | gr01 | 04_CH | ZUESTA | component | StrictComfortDemandController | offset | 0.5
2026-07-31 12:42:32 UTC | gr01_04_CH_ZUESTA | gr01 | 04_CH | ZUESTA | component | StrictComfortDemandController | mode | 2
2026-07-31 12:42:32 UTC | gr01_04_CH_ZUESTA | gr01 | 04_CH | ZUESTA | component | StrictComfortDemandController | use_adaptive_comfort_band | true
2026-07-31 12:42:32 UTC | gr01_04_CH_ZUESTA | gr01 | 04_CH | ZUESTA | component | StrictComfortDemandController | control_strategy | strict_comfort_band_v1
2026-07-31 12:42:32 UTC | gr01_04_CH_ZUESTA | gr01 | 04_CH | ZUESTA | component | StrictComfortDemandController | comfort_band_inner_offset_in_celsius | 0.5
2026-07-31 12:42:32 UTC | gr01_04_CH_ZUESTA | gr01 | 04_CH | ZUESTA | component | StrictComfortDemandController | comfort_band_inner_offset_lower_in_celsius | 1
2026-07-31 12:42:32 UTC | gr01_04_CH_ZUESTA | gr01 | 04_CH | ZUESTA | component | StrictComfortDemandController | comfort_band_inner_offset_upper_in_celsius | 0.5
2026-07-31 12:42:32 UTC | gr01_04_CH_ZUESTA | gr01 | 04_CH | ZUESTA | component | StrictComfortDemandController | heating_disabled_above_running_mean_outdoor_temperature_in_celsius | 18
2026-07-31 12:42:32 UTC | gr01_04_CH_ZUESTA | gr01 | 04_CH | ZUESTA | component | StrictComfortDemandController | cooling_enabled_above_running_mean_outdoor_temperature_in_celsius | 99
2026-07-31 12:42:32 UTC | gr01_04_CH_ZUESTA | gr01 | 04_CH | ZUESTA | component | ComfortBandHeatingDemand | building_name | BUI1
2026-07-31 12:42:32 UTC | gr01_04_CH_ZUESTA | gr01 | 04_CH | ZUESTA | component | ComfortBandHeatingDemand | name | ComfortBandHeatingDemand
2026-07-31 12:42:32 UTC | gr01_04_CH_ZUESTA | gr01 | 04_CH | ZUESTA | component | ComfortBandHeatingDemand | max_heating_power_in_watt | 10850.1
2026-07-31 12:42:32 UTC | gr01_04_CH_ZUESTA | gr01 | 04_CH | ZUESTA | component | ComfortBandHeatingDemand | proportional_gain_in_watt_per_kelvin | 21700.3
2026-07-31 12:42:32 UTC | gr01_04_CH_ZUESTA | gr01 | 04_CH | ZUESTA | component | StrictComfortSetpointModifier | building_name | BUI1
2026-07-31 12:42:32 UTC | gr01_04_CH_ZUESTA | gr01 | 04_CH | ZUESTA | component | StrictComfortSetpointModifier | name | StrictComfortSetpointModifier
2026-07-31 12:42:32 UTC | gr01_04_CH_ZUESTA | gr01 | 04_CH | ZUESTA | component | StrictComfortSetpointModifier | base_heating_setpoint_in_celsius | 20.5
2026-07-31 12:42:32 UTC | gr01_04_CH_ZUESTA | gr01 | 04_CH | ZUESTA | component | StrictComfortSetpointModifier | recovery_gain | 5
2026-07-31 12:42:32 UTC | gr01_04_CH_ZUESTA | gr01 | 04_CH | ZUESTA | component | StrictComfortSetpointModifier | max_recovery_boost_in_celsius | 5
2026-07-31 12:42:32 UTC | gr01_04_CH_ZUESTA | gr01 | 04_CH | ZUESTA | component | StrictComfortSetpointModifier | clamp_min_modifier_in_celsius
2026-07-31 12:42:32 UTC | gr01_04_CH_ZUESTA | gr01 | 04_CH | ZUESTA | component | StrictComfortSetpointModifier | clamp_max_modifier_in_celsius | 15
2026-07-31 12:42:32 UTC | gr01_04_CH_ZUESTA | gr01 | 04_CH | ZUESTA | component | HeatDistributionController | building_name | BUI1
2026-07-31 12:42:32 UTC | gr01_04_CH_ZUESTA | gr01 | 04_CH | ZUESTA | component | HeatDistributionController | name | HeatDistributionController
2026-07-31 12:42:32 UTC | gr01_04_CH_ZUESTA | gr01 | 04_CH | ZUESTA | component | HeatDistributionController | heating_system | HeatDistributionSystemType.FLOORHEATING
2026-07-31 12:42:32 UTC | gr01_04_CH_ZUESTA | gr01 | 04_CH | ZUESTA | component | HeatDistributionController | set_heating_threshold_outside_temperature_in_celsius | 16
2026-07-31 12:42:32 UTC | gr01_04_CH_ZUESTA | gr01 | 04_CH | ZUESTA | component | HeatDistributionController | heating_reference_temperature_in_celsius | -8
2026-07-31 12:42:32 UTC | gr01_04_CH_ZUESTA | gr01 | 04_CH | ZUESTA | component | HeatDistributionController | set_heating_temperature_for_building_in_celsius | 20.5
2026-07-31 12:42:32 UTC | gr01_04_CH_ZUESTA | gr01 | 04_CH | ZUESTA | component | HeatDistributionController | set_cooling_temperature_for_building_in_celsius | 99
2026-07-31 12:42:32 UTC | gr01_04_CH_ZUESTA | gr01 | 04_CH | ZUESTA | component | HeatDistributionController | heating_load_of_building_in_watt | 10850.1
2026-07-31 12:42:32 UTC | gr01_04_CH_ZUESTA | gr01 | 04_CH | ZUESTA | heat_distribution | HeatDistributionSystem | absolute_conditioned_floor_area_in_m2 | 19
2026-07-31 12:42:32 UTC | gr01_04_CH_ZUESTA | gr01 | 04_CH | ZUESTA | thermal_storage | SimpleHotWaterStorage | volume_heating_water_storage_in_liter | 542.5
2026-07-31 12:42:32 UTC | gr01_04_CH_ZUESTA | gr01 | 04_CH | ZUESTA | component | BufferRemainingCapacity60C | building_name | BUI1
2026-07-31 12:42:32 UTC | gr01_04_CH_ZUESTA | gr01 | 04_CH | ZUESTA | component | BufferRemainingCapacity60C | name | BufferRemainingCapacity60C
2026-07-31 12:42:32 UTC | gr01_04_CH_ZUESTA | gr01 | 04_CH | ZUESTA | component | BufferRemainingCapacity60C | volume_heating_water_storage_in_liter | 542.5
2026-07-31 12:42:32 UTC | gr01_04_CH_ZUESTA | gr01 | 04_CH | ZUESTA | component | BufferRemainingCapacity60C | max_temperature_in_celsius | 6
2026-07-31 12:42:32 UTC | gr01_04_CH_ZUESTA | gr01 | 04_CH | ZUESTA | component | BufferRemainingCapacity60C | water_density_kg_per_liter | 0.992
2026-07-31 12:42:32 UTC | gr01_04_CH_ZUESTA | gr01 | 04_CH | ZUESTA | component | BufferRemainingCapacity60C | water_specific_heat_capacity_j_per_kg_per_k | 4180
2026-07-31 12:42:32 UTC | gr01_04_CH_ZUESTA | gr01 | 04_CH | ZUESTA | component | DistrictHeatingController | building_name | BUI1
2026-07-31 12:42:32 UTC | gr01_04_CH_ZUESTA | gr01 | 04_CH | ZUESTA | component | DistrictHeatingController | name | DistrictHeatingController
2026-07-31 12:42:32 UTC | gr01_04_CH_ZUESTA | gr01 | 04_CH | ZUESTA | component | DistrictHeatingController | set_heating_threshold_outside_temperature_in_celsius | 16
2026-07-31 12:42:32 UTC | gr01_04_CH_ZUESTA | gr01 | 04_CH | ZUESTA | component | DistrictHeatingController | with_domestic_hot_water_preparation | true
2026-07-31 12:42:32 UTC | gr01_04_CH_ZUESTA | gr01 | 04_CH | ZUESTA | component | DistrictHeatingController | hysteresis_water_temperature_offset | 15
2026-07-31 12:42:32 UTC | gr01_04_CH_ZUESTA | gr01 | 04_CH | ZUESTA | component | DistrictHeatingController | parallel_space_heating_and_dhw_option | true
2026-07-31 12:42:32 UTC | gr01_04_CH_ZUESTA | gr01 | 04_CH | ZUESTA | heat_generator | DistrictHeating | connected_load_w | 7330
2026-07-31 12:42:32 UTC | gr01_04_CH_ZUESTA | gr01 | 04_CH | ZUESTA | component | FuelMeter | building_name | BUI1
2026-07-31 12:42:32 UTC | gr01_04_CH_ZUESTA | gr01 | 04_CH | ZUESTA | component | FuelMeter | name | FuelMeter
2026-07-31 12:42:32 UTC | gr01_04_CH_ZUESTA | gr01 | 04_CH | ZUESTA | component | FuelMeter | fuel_loadtype | LoadTypes.DISTRICTHEATING
2026-07-31 12:42:32 UTC | gr01_04_CH_ZUESTA | gr01 | 04_CH | ZUESTA | component | FuelMeter | heating_value_of_fuel_in_kwh_per_liter | 9.82
2026-07-31 12:42:32 UTC | gr01_04_CH_ZUESTA | gr01 | 04_CH | ZUESTA | component | FuelMeter | fuel_density_in_kg_per_m3 | 83
2026-07-31 12:42:32 UTC | gr01_04_CH_ZUESTA | gr01 | 04_CH | ZUESTA | component | HeatGeneratorTotalThermalPower | building_name | BUI1
2026-07-31 12:42:32 UTC | gr01_04_CH_ZUESTA | gr01 | 04_CH | ZUESTA | component | HeatGeneratorTotalThermalPower | name | HeatGeneratorTotalThermalPower
2026-07-31 12:42:32 UTC | gr01_04_CH_ZUESTA | gr01 | 04_CH | ZUESTA | component | HeatGeneratorTotalThermalPower | loadtype | LoadTypes.ANY
2026-07-31 12:42:32 UTC | gr01_04_CH_ZUESTA | gr01 | 04_CH | ZUESTA | component | HeatGeneratorTotalThermalPower | unit | Units.WATT
2026-07-31 12:42:32 UTC | gr01_04_CH_ZUESTA | gr01 | 04_CH | ZUESTA | component | HeatGeneratorPlantDhwThermalPower | building_name | BUI1
2026-07-31 12:42:32 UTC | gr01_04_CH_ZUESTA | gr01 | 04_CH | ZUESTA | component | HeatGeneratorPlantDhwThermalPower | name | HeatGeneratorPlantDhwThermalPower
2026-07-31 12:42:32 UTC | gr01_04_CH_ZUESTA | gr01 | 04_CH | ZUESTA | component | HeatGeneratorPlantDhwThermalPower | loadtype | LoadTypes.ANY
2026-07-31 12:42:32 UTC | gr01_04_CH_ZUESTA | gr01 | 04_CH | ZUESTA | component | HeatGeneratorPlantDhwThermalPower | unit | Units.WATT
2026-07-31 12:42:32 UTC | gr01_04_CH_ZUESTA | gr01 | 04_CH | ZUESTA | component | SolarDhwThermalPower | building_name | BUI1
2026-07-31 12:42:32 UTC | gr01_04_CH_ZUESTA | gr01 | 04_CH | ZUESTA | component | SolarDhwThermalPower | name | SolarDhwThermalPower
2026-07-31 12:42:32 UTC | gr01_04_CH_ZUESTA | gr01 | 04_CH | ZUESTA | component | SolarDhwThermalPower | value_watt
2026-07-31 12:42:32 UTC | gr01_04_CH_ZUESTA | gr01 | 04_CH | ZUESTA | component | SolarDhwThermalPower | loadtype | LoadTypes.ANY
2026-07-31 12:42:32 UTC | gr01_04_CH_ZUESTA | gr01 | 04_CH | ZUESTA | component | SolarDhwThermalPower | unit | Units.WATT
2026-07-31 12:42:32 UTC | gr01_04_CH_ZUESTA | gr01 | 04_CH | ZUESTA | component | FlexibilityPotential | building_name | BUI1
2026-07-31 12:42:32 UTC | gr01_04_CH_ZUESTA | gr01 | 04_CH | ZUESTA | component | FlexibilityPotential | name | FlexibilityPotential
2026-07-31 12:42:32 UTC | gr01_04_CH_ZUESTA | gr01 | 04_CH | ZUESTA | component | FlexibilityPotential | fallback_heating_cop | 1
2026-07-31 12:42:32 UTC | gr01_04_CH_ZUESTA | gr01 | 04_CH | ZUESTA | component | FlexibilityPotential | fallback_cooling_eer
2026-07-31 12:42:32 UTC | gr01_05_CH_ZUESTA | gr01 | 05_CH | ZUESTA | simulation | SimulationParameters | year | 2050
2026-07-31 12:42:32 UTC | gr01_05_CH_ZUESTA | gr01 | 05_CH | ZUESTA | simulation | SimulationParameters | seconds_per_timestep | 9 | s
2026-07-31 12:42:32 UTC | gr01_05_CH_ZUESTA | gr01 | 05_CH | ZUESTA | simulation | SimulationParameters | country | CH
2026-07-31 12:42:32 UTC | gr01_05_CH_ZUESTA | gr01 | 05_CH | ZUESTA | cli | cli_overrides | ARCH | 05_CH
2026-07-31 12:42:32 UTC | gr01_05_CH_ZUESTA | gr01 | 05_CH | ZUESTA | cli | cli_overrides | WEATHER | ZUESTA
2026-07-31 12:42:32 UTC | gr01_05_CH_ZUESTA | gr01 | 05_CH | ZUESTA | cli | cli_overrides | TIME_HORIZON | future
2026-07-31 12:42:32 UTC | gr01_05_CH_ZUESTA | gr01 | 05_CH | ZUESTA | cli | cli_overrides | SCENARIO | none
2026-07-31 12:42:32 UTC | gr01_05_CH_ZUESTA | gr01 | 05_CH | ZUESTA | cli | cli_overrides | OCC | SIA2024
2026-07-31 12:42:32 UTC | gr01_05_CH_ZUESTA | gr01 | 05_CH | ZUESTA | cli | cli_overrides | HEATGEN_SIZING | IDEAL_LOOKUP
2026-07-31 12:42:32 UTC | gr01_05_CH_ZUESTA | gr01 | 05_CH | ZUESTA | cli | cli_overrides | HP_SHARE_OF_IDEAL | 0.8
2026-07-31 12:42:32 UTC | gr01_05_CH_ZUESTA | gr01 | 05_CH | ZUESTA | internal_loads | SIA2024Occupancy | conditioned_floor_area_in_m2 | 2
2026-07-31 12:42:32 UTC | gr01_05_CH_ZUESTA | gr01 | 05_CH | ZUESTA | internal_loads | SIA2024Occupancy | appliances_load_w_per_m2 | 1
2026-07-31 12:42:32 UTC | gr01_05_CH_ZUESTA | gr01 | 05_CH | ZUESTA | internal_loads | SIA2024Occupancy | lighting_load_w_per_m2 | 3
2026-07-31 12:42:32 UTC | gr01_05_CH_ZUESTA | gr01 | 05_CH | ZUESTA | internal_loads | SIA2024Occupancy | lighting_annual_full_load_hours | 846
2026-07-31 12:42:32 UTC | gr01_05_CH_ZUESTA | gr01 | 05_CH | ZUESTA | internal_loads | SIA2024Occupancy | appliances_yearly_utilization_per_month | 0.7995
2026-07-31 12:42:32 UTC | gr01_05_CH_ZUESTA | gr01 | 05_CH | ZUESTA | weather | Weather | source_path | C:\Users\het\HiSim\hisim\inputs\weather\custom_csv\Zurich\NABZUE_2060_RCP85_DRY.csv
2026-07-31 12:42:32 UTC | gr01_05_CH_ZUESTA | gr01 | 05_CH | ZUESTA | weather | Weather | location | Zurich
2026-07-31 12:42:32 UTC | gr01_05_CH_ZUESTA | gr01 | 05_CH | ZUESTA | weather | Weather | name | Weather
2026-07-31 12:42:32 UTC | gr01_05_CH_ZUESTA | gr01 | 05_CH | ZUESTA | component | ElectricityMeter | building_name | BUI1
2026-07-31 12:42:32 UTC | gr01_05_CH_ZUESTA | gr01 | 05_CH | ZUESTA | component | ElectricityMeter | name | ElectricityMeter
2026-07-31 12:42:32 UTC | gr01_05_CH_ZUESTA | gr01 | 05_CH | ZUESTA | building | Building | building_name | 1971_1980
2026-07-31 12:42:32 UTC | gr01_05_CH_ZUESTA | gr01 | 05_CH | ZUESTA | building | Building | building_code | AT.N.SFH.04.Gen.ReEx.001.002
2026-07-31 12:42:32 UTC | gr01_05_CH_ZUESTA | gr01 | 05_CH | ZUESTA | building | Building | building_heat_capacity_class | medium
2026-07-31 12:42:32 UTC | gr01_05_CH_ZUESTA | gr01 | 05_CH | ZUESTA | building | Building | absolute_conditioned_floor_area_in_m2 | 200
2026-07-31 12:42:32 UTC | gr01_05_CH_ZUESTA | gr01 | 05_CH | ZUESTA | building | Building | heating_reference_temperature_in_celsius | -8
2026-07-31 12:42:32 UTC | gr01_05_CH_ZUESTA | gr01 | 05_CH | ZUESTA | building | Building | floor_u_value_in_watt_per_m2_per_kelvin | 0.88
2026-07-31 12:42:32 UTC | gr01_05_CH_ZUESTA | gr01 | 05_CH | ZUESTA | building | Building | floor_area_in_m2 | 102.9
2026-07-31 12:42:32 UTC | gr01_05_CH_ZUESTA | gr01 | 05_CH | ZUESTA | building | Building | facade_u_value_in_watt_per_m2_per_kelvin | 0.56
2026-07-31 12:42:32 UTC | gr01_05_CH_ZUESTA | gr01 | 05_CH | ZUESTA | building | Building | facade_area_in_m2 | 162.6
2026-07-31 12:42:32 UTC | gr01_05_CH_ZUESTA | gr01 | 05_CH | ZUESTA | building | Building | roof_u_value_in_watt_per_m2_per_kelvin | 0.41
2026-07-31 12:42:32 UTC | gr01_05_CH_ZUESTA | gr01 | 05_CH | ZUESTA | building | Building | roof_area_in_m2 | 114.7
2026-07-31 12:42:32 UTC | gr01_05_CH_ZUESTA | gr01 | 05_CH | ZUESTA | building | Building | window_u_value_in_watt_per_m2_per_kelvin | 1.7
2026-07-31 12:42:32 UTC | gr01_05_CH_ZUESTA | gr01 | 05_CH | ZUESTA | building | Building | window_area_in_m2 | 32
2026-07-31 12:42:32 UTC | gr01_05_CH_ZUESTA | gr01 | 05_CH | ZUESTA | building | Building | door_u_value_in_watt_per_m2_per_kelvin
2026-07-31 12:42:32 UTC | gr01_05_CH_ZUESTA | gr01 | 05_CH | ZUESTA | building | Building | door_area_in_m2
2026-07-31 12:42:32 UTC | gr01_05_CH_ZUESTA | gr01 | 05_CH | ZUESTA | building | Building | set_heating_temperature_in_celsius | 20.5
2026-07-31 12:42:32 UTC | gr01_05_CH_ZUESTA | gr01 | 05_CH | ZUESTA | building | Building | set_cooling_temperature_in_celsius | 99
2026-07-31 12:42:32 UTC | gr01_05_CH_ZUESTA | gr01 | 05_CH | ZUESTA | building | Building | natural_ventilation_m3_per_h_per_person | 29
2026-07-31 12:42:32 UTC | gr01_05_CH_ZUESTA | gr01 | 05_CH | ZUESTA | building | Building | sia_natural_ventilation_m3_per_h_per_m2 | 0.6
2026-07-31 12:42:32 UTC | gr01_05_CH_ZUESTA | gr01 | 05_CH | ZUESTA | building | Building | swiss_infiltration_rate_per_h | 0.3
2026-07-31 12:42:32 UTC | gr01_05_CH_ZUESTA | gr01 | 05_CH | ZUESTA | building | Building | heating_demand_mode | iso13790
2026-07-31 12:42:32 UTC | gr01_05_CH_ZUESTA | gr01 | 05_CH | ZUESTA | building | Building | operative_heating_proportional_band_in_celsius | 1
2026-07-31 12:42:32 UTC | gr01_05_CH_ZUESTA | gr01 | 05_CH | ZUESTA | building | Building | operative_heating_proportional_gain | 1
2026-07-31 12:42:32 UTC | gr01_05_CH_ZUESTA | gr01 | 05_CH | ZUESTA | building | Building | control_comfort_lower_bound_shift_in_celsius
2026-07-31 12:42:32 UTC | gr01_05_CH_ZUESTA | gr01 | 05_CH | ZUESTA | building | Building | comfort_aware_seasonal_heating_gate | true
2026-07-31 12:42:32 UTC | gr01_05_CH_ZUESTA | gr01 | 05_CH | ZUESTA | component | StrictComfortDemandController | building_name | BUI1
2026-07-31 12:42:32 UTC | gr01_05_CH_ZUESTA | gr01 | 05_CH | ZUESTA | component | StrictComfortDemandController | name | StrictComfortDemandController
2026-07-31 12:42:32 UTC | gr01_05_CH_ZUESTA | gr01 | 05_CH | ZUESTA | component | StrictComfortDemandController | temperature_air_heating_in_celsius | 20.5
2026-07-31 12:42:32 UTC | gr01_05_CH_ZUESTA | gr01 | 05_CH | ZUESTA | component | StrictComfortDemandController | temperature_air_cooling_in_celsius | 24
2026-07-31 12:42:32 UTC | gr01_05_CH_ZUESTA | gr01 | 05_CH | ZUESTA | component | StrictComfortDemandController | offset | 0.5
2026-07-31 12:42:32 UTC | gr01_05_CH_ZUESTA | gr01 | 05_CH | ZUESTA | component | StrictComfortDemandController | mode | 2
2026-07-31 12:42:32 UTC | gr01_05_CH_ZUESTA | gr01 | 05_CH | ZUESTA | component | StrictComfortDemandController | use_adaptive_comfort_band | true
2026-07-31 12:42:32 UTC | gr01_05_CH_ZUESTA | gr01 | 05_CH | ZUESTA | component | StrictComfortDemandController | control_strategy | strict_comfort_band_v1
2026-07-31 12:42:32 UTC | gr01_05_CH_ZUESTA | gr01 | 05_CH | ZUESTA | component | StrictComfortDemandController | comfort_band_inner_offset_in_celsius | 0.5
2026-07-31 12:42:32 UTC | gr01_05_CH_ZUESTA | gr01 | 05_CH | ZUESTA | component | StrictComfortDemandController | comfort_band_inner_offset_lower_in_celsius | 1
2026-07-31 12:42:32 UTC | gr01_05_CH_ZUESTA | gr01 | 05_CH | ZUESTA | component | StrictComfortDemandController | comfort_band_inner_offset_upper_in_celsius | 0.5
2026-07-31 12:42:32 UTC | gr01_05_CH_ZUESTA | gr01 | 05_CH | ZUESTA | component | StrictComfortDemandController | heating_disabled_above_running_mean_outdoor_temperature_in_celsius | 18
2026-07-31 12:42:32 UTC | gr01_05_CH_ZUESTA | gr01 | 05_CH | ZUESTA | component | StrictComfortDemandController | cooling_enabled_above_running_mean_outdoor_temperature_in_celsius | 99
2026-07-31 12:42:32 UTC | gr01_05_CH_ZUESTA | gr01 | 05_CH | ZUESTA | component | ComfortBandHeatingDemand | building_name | BUI1
2026-07-31 12:42:32 UTC | gr01_05_CH_ZUESTA | gr01 | 05_CH | ZUESTA | component | ComfortBandHeatingDemand | name | ComfortBandHeatingDemand
2026-07-31 12:42:32 UTC | gr01_05_CH_ZUESTA | gr01 | 05_CH | ZUESTA | component | ComfortBandHeatingDemand | max_heating_power_in_watt | 10096.4
2026-07-31 12:42:32 UTC | gr01_05_CH_ZUESTA | gr01 | 05_CH | ZUESTA | component | ComfortBandHeatingDemand | proportional_gain_in_watt_per_kelvin | 20192.9
2026-07-31 12:42:32 UTC | gr01_05_CH_ZUESTA | gr01 | 05_CH | ZUESTA | component | StrictComfortSetpointModifier | building_name | BUI1
2026-07-31 12:42:32 UTC | gr01_05_CH_ZUESTA | gr01 | 05_CH | ZUESTA | component | StrictComfortSetpointModifier | name | StrictComfortSetpointModifier
2026-07-31 12:42:32 UTC | gr01_05_CH_ZUESTA | gr01 | 05_CH | ZUESTA | component | StrictComfortSetpointModifier | base_heating_setpoint_in_celsius | 20.5
2026-07-31 12:42:32 UTC | gr01_05_CH_ZUESTA | gr01 | 05_CH | ZUESTA | component | StrictComfortSetpointModifier | recovery_gain | 5
2026-07-31 12:42:32 UTC | gr01_05_CH_ZUESTA | gr01 | 05_CH | ZUESTA | component | StrictComfortSetpointModifier | max_recovery_boost_in_celsius | 5
2026-07-31 12:42:32 UTC | gr01_05_CH_ZUESTA | gr01 | 05_CH | ZUESTA | component | StrictComfortSetpointModifier | clamp_min_modifier_in_celsius
2026-07-31 12:42:32 UTC | gr01_05_CH_ZUESTA | gr01 | 05_CH | ZUESTA | component | StrictComfortSetpointModifier | clamp_max_modifier_in_celsius | 15
2026-07-31 12:42:32 UTC | gr01_05_CH_ZUESTA | gr01 | 05_CH | ZUESTA | component | HeatDistributionController | building_name | BUI1
2026-07-31 12:42:32 UTC | gr01_05_CH_ZUESTA | gr01 | 05_CH | ZUESTA | component | HeatDistributionController | name | HeatDistributionController
2026-07-31 12:42:32 UTC | gr01_05_CH_ZUESTA | gr01 | 05_CH | ZUESTA | component | HeatDistributionController | heating_system | HeatDistributionSystemType.FLOORHEATING
2026-07-31 12:42:32 UTC | gr01_05_CH_ZUESTA | gr01 | 05_CH | ZUESTA | component | HeatDistributionController | set_heating_threshold_outside_temperature_in_celsius | 16
2026-07-31 12:42:32 UTC | gr01_05_CH_ZUESTA | gr01 | 05_CH | ZUESTA | component | HeatDistributionController | heating_reference_temperature_in_celsius | -8
2026-07-31 12:42:32 UTC | gr01_05_CH_ZUESTA | gr01 | 05_CH | ZUESTA | component | HeatDistributionController | set_heating_temperature_for_building_in_celsius | 20.5
2026-07-31 12:42:32 UTC | gr01_05_CH_ZUESTA | gr01 | 05_CH | ZUESTA | component | HeatDistributionController | set_cooling_temperature_for_building_in_celsius | 99
2026-07-31 12:42:32 UTC | gr01_05_CH_ZUESTA | gr01 | 05_CH | ZUESTA | component | HeatDistributionController | heating_load_of_building_in_watt | 10096.4
2026-07-31 12:42:32 UTC | gr01_05_CH_ZUESTA | gr01 | 05_CH | ZUESTA | heat_distribution | HeatDistributionSystem | absolute_conditioned_floor_area_in_m2 | 2
2026-07-31 12:42:32 UTC | gr01_05_CH_ZUESTA | gr01 | 05_CH | ZUESTA | thermal_storage | SimpleHotWaterStorage | volume_heating_water_storage_in_liter | 504.8
2026-07-31 12:42:32 UTC | gr01_05_CH_ZUESTA | gr01 | 05_CH | ZUESTA | component | BufferRemainingCapacity60C | building_name | BUI1
2026-07-31 12:42:32 UTC | gr01_05_CH_ZUESTA | gr01 | 05_CH | ZUESTA | component | BufferRemainingCapacity60C | name | BufferRemainingCapacity60C
2026-07-31 12:42:32 UTC | gr01_05_CH_ZUESTA | gr01 | 05_CH | ZUESTA | component | BufferRemainingCapacity60C | volume_heating_water_storage_in_liter | 504.8
2026-07-31 12:42:32 UTC | gr01_05_CH_ZUESTA | gr01 | 05_CH | ZUESTA | component | BufferRemainingCapacity60C | max_temperature_in_celsius | 6
2026-07-31 12:42:32 UTC | gr01_05_CH_ZUESTA | gr01 | 05_CH | ZUESTA | component | BufferRemainingCapacity60C | water_density_kg_per_liter | 0.992
2026-07-31 12:42:32 UTC | gr01_05_CH_ZUESTA | gr01 | 05_CH | ZUESTA | component | BufferRemainingCapacity60C | water_specific_heat_capacity_j_per_kg_per_k | 4180
2026-07-31 12:42:32 UTC | gr01_05_CH_ZUESTA | gr01 | 05_CH | ZUESTA | component | DistrictHeatingController | building_name | BUI1
2026-07-31 12:42:32 UTC | gr01_05_CH_ZUESTA | gr01 | 05_CH | ZUESTA | component | DistrictHeatingController | name | DistrictHeatingController
2026-07-31 12:42:32 UTC | gr01_05_CH_ZUESTA | gr01 | 05_CH | ZUESTA | component | DistrictHeatingController | set_heating_threshold_outside_temperature_in_celsius | 16
2026-07-31 12:42:32 UTC | gr01_05_CH_ZUESTA | gr01 | 05_CH | ZUESTA | component | DistrictHeatingController | with_domestic_hot_water_preparation | true
2026-07-31 12:42:32 UTC | gr01_05_CH_ZUESTA | gr01 | 05_CH | ZUESTA | component | DistrictHeatingController | hysteresis_water_temperature_offset | 15
2026-07-31 12:42:32 UTC | gr01_05_CH_ZUESTA | gr01 | 05_CH | ZUESTA | component | DistrictHeatingController | parallel_space_heating_and_dhw_option | true
2026-07-31 12:42:32 UTC | gr01_05_CH_ZUESTA | gr01 | 05_CH | ZUESTA | heat_generator | DistrictHeating | connected_load_w | 6750
2026-07-31 12:42:32 UTC | gr01_05_CH_ZUESTA | gr01 | 05_CH | ZUESTA | component | FuelMeter | building_name | BUI1
2026-07-31 12:42:32 UTC | gr01_05_CH_ZUESTA | gr01 | 05_CH | ZUESTA | component | FuelMeter | name | FuelMeter
2026-07-31 12:42:32 UTC | gr01_05_CH_ZUESTA | gr01 | 05_CH | ZUESTA | component | FuelMeter | fuel_loadtype | LoadTypes.DISTRICTHEATING
2026-07-31 12:42:32 UTC | gr01_05_CH_ZUESTA | gr01 | 05_CH | ZUESTA | component | FuelMeter | heating_value_of_fuel_in_kwh_per_liter | 9.82
2026-07-31 12:42:32 UTC | gr01_05_CH_ZUESTA | gr01 | 05_CH | ZUESTA | component | FuelMeter | fuel_density_in_kg_per_m3 | 83
2026-07-31 12:42:32 UTC | gr01_05_CH_ZUESTA | gr01 | 05_CH | ZUESTA | component | HeatGeneratorTotalThermalPower | building_name | BUI1
2026-07-31 12:42:32 UTC | gr01_05_CH_ZUESTA | gr01 | 05_CH | ZUESTA | component | HeatGeneratorTotalThermalPower | name | HeatGeneratorTotalThermalPower
2026-07-31 12:42:32 UTC | gr01_05_CH_ZUESTA | gr01 | 05_CH | ZUESTA | component | HeatGeneratorTotalThermalPower | loadtype | LoadTypes.ANY
2026-07-31 12:42:32 UTC | gr01_05_CH_ZUESTA | gr01 | 05_CH | ZUESTA | component | HeatGeneratorTotalThermalPower | unit | Units.WATT
2026-07-31 12:42:32 UTC | gr01_05_CH_ZUESTA | gr01 | 05_CH | ZUESTA | component | HeatGeneratorPlantDhwThermalPower | building_name | BUI1
2026-07-31 12:42:32 UTC | gr01_05_CH_ZUESTA | gr01 | 05_CH | ZUESTA | component | HeatGeneratorPlantDhwThermalPower | name | HeatGeneratorPlantDhwThermalPower
2026-07-31 12:42:32 UTC | gr01_05_CH_ZUESTA | gr01 | 05_CH | ZUESTA | component | HeatGeneratorPlantDhwThermalPower | loadtype | LoadTypes.ANY
2026-07-31 12:42:32 UTC | gr01_05_CH_ZUESTA | gr01 | 05_CH | ZUESTA | component | HeatGeneratorPlantDhwThermalPower | unit | Units.WATT
2026-07-31 12:42:32 UTC | gr01_05_CH_ZUESTA | gr01 | 05_CH | ZUESTA | component | SolarDhwThermalPower | building_name | BUI1
2026-07-31 12:42:32 UTC | gr01_05_CH_ZUESTA | gr01 | 05_CH | ZUESTA | component | SolarDhwThermalPower | name | SolarDhwThermalPower
2026-07-31 12:42:32 UTC | gr01_05_CH_ZUESTA | gr01 | 05_CH | ZUESTA | component | SolarDhwThermalPower | value_watt
2026-07-31 12:42:32 UTC | gr01_05_CH_ZUESTA | gr01 | 05_CH | ZUESTA | component | SolarDhwThermalPower | loadtype | LoadTypes.ANY
2026-07-31 12:42:32 UTC | gr01_05_CH_ZUESTA | gr01 | 05_CH | ZUESTA | component | SolarDhwThermalPower | unit | Units.WATT
2026-07-31 12:42:32 UTC | gr01_05_CH_ZUESTA | gr01 | 05_CH | ZUESTA | component | FlexibilityPotential | building_name | BUI1
2026-07-31 12:42:32 UTC | gr01_05_CH_ZUESTA | gr01 | 05_CH | ZUESTA | component | FlexibilityPotential | name | FlexibilityPotential
2026-07-31 12:42:32 UTC | gr01_05_CH_ZUESTA | gr01 | 05_CH | ZUESTA | component | FlexibilityPotential | fallback_heating_cop | 1
2026-07-31 12:42:32 UTC | gr01_05_CH_ZUESTA | gr01 | 05_CH | ZUESTA | component | FlexibilityPotential | fallback_cooling_eer
2026-07-31 12:42:32 UTC | gr01_06_CH_ZUESTA | gr01 | 06_CH | ZUESTA | simulation | SimulationParameters | year | 2050
2026-07-31 12:42:32 UTC | gr01_06_CH_ZUESTA | gr01 | 06_CH | ZUESTA | simulation | SimulationParameters | seconds_per_timestep | 9 | s
2026-07-31 12:42:32 UTC | gr01_06_CH_ZUESTA | gr01 | 06_CH | ZUESTA | simulation | SimulationParameters | country | CH
2026-07-31 12:42:32 UTC | gr01_06_CH_ZUESTA | gr01 | 06_CH | ZUESTA | cli | cli_overrides | ARCH | 06_CH
2026-07-31 12:42:32 UTC | gr01_06_CH_ZUESTA | gr01 | 06_CH | ZUESTA | cli | cli_overrides | WEATHER | ZUESTA
2026-07-31 12:42:32 UTC | gr01_06_CH_ZUESTA | gr01 | 06_CH | ZUESTA | cli | cli_overrides | TIME_HORIZON | future
2026-07-31 12:42:32 UTC | gr01_06_CH_ZUESTA | gr01 | 06_CH | ZUESTA | cli | cli_overrides | SCENARIO | none
2026-07-31 12:42:32 UTC | gr01_06_CH_ZUESTA | gr01 | 06_CH | ZUESTA | cli | cli_overrides | OCC | SIA2024
2026-07-31 12:42:32 UTC | gr01_06_CH_ZUESTA | gr01 | 06_CH | ZUESTA | cli | cli_overrides | HEATGEN_SIZING | IDEAL_LOOKUP
2026-07-31 12:42:32 UTC | gr01_06_CH_ZUESTA | gr01 | 06_CH | ZUESTA | cli | cli_overrides | HP_SHARE_OF_IDEAL | 0.8
2026-07-31 12:42:32 UTC | gr01_06_CH_ZUESTA | gr01 | 06_CH | ZUESTA | internal_loads | SIA2024Occupancy | conditioned_floor_area_in_m2 | 198
2026-07-31 12:42:32 UTC | gr01_06_CH_ZUESTA | gr01 | 06_CH | ZUESTA | internal_loads | SIA2024Occupancy | appliances_load_w_per_m2 | 1
2026-07-31 12:42:32 UTC | gr01_06_CH_ZUESTA | gr01 | 06_CH | ZUESTA | internal_loads | SIA2024Occupancy | lighting_load_w_per_m2 | 3
2026-07-31 12:42:32 UTC | gr01_06_CH_ZUESTA | gr01 | 06_CH | ZUESTA | internal_loads | SIA2024Occupancy | lighting_annual_full_load_hours | 846
2026-07-31 12:42:32 UTC | gr01_06_CH_ZUESTA | gr01 | 06_CH | ZUESTA | internal_loads | SIA2024Occupancy | appliances_yearly_utilization_per_month | 0.7995
2026-07-31 12:42:32 UTC | gr01_06_CH_ZUESTA | gr01 | 06_CH | ZUESTA | weather | Weather | source_path | C:\Users\het\HiSim\hisim\inputs\weather\custom_csv\Zurich\NABZUE_2060_RCP85_DRY.csv
2026-07-31 12:42:32 UTC | gr01_06_CH_ZUESTA | gr01 | 06_CH | ZUESTA | weather | Weather | location | Zurich
2026-07-31 12:42:32 UTC | gr01_06_CH_ZUESTA | gr01 | 06_CH | ZUESTA | weather | Weather | name | Weather
2026-07-31 12:42:32 UTC | gr01_06_CH_ZUESTA | gr01 | 06_CH | ZUESTA | component | ElectricityMeter | building_name | BUI1
2026-07-31 12:42:32 UTC | gr01_06_CH_ZUESTA | gr01 | 06_CH | ZUESTA | component | ElectricityMeter | name | ElectricityMeter
2026-07-31 12:42:32 UTC | gr01_06_CH_ZUESTA | gr01 | 06_CH | ZUESTA | building | Building | building_name | 1981_1990
2026-07-31 12:42:32 UTC | gr01_06_CH_ZUESTA | gr01 | 06_CH | ZUESTA | building | Building | building_code | AT.N.SFH.05.Gen.ReEx.001.002
2026-07-31 12:42:32 UTC | gr01_06_CH_ZUESTA | gr01 | 06_CH | ZUESTA | building | Building | building_heat_capacity_class | medium
2026-07-31 12:42:32 UTC | gr01_06_CH_ZUESTA | gr01 | 06_CH | ZUESTA | building | Building | absolute_conditioned_floor_area_in_m2 | 198
2026-07-31 12:42:32 UTC | gr01_06_CH_ZUESTA | gr01 | 06_CH | ZUESTA | building | Building | heating_reference_temperature_in_celsius | -8
2026-07-31 12:42:32 UTC | gr01_06_CH_ZUESTA | gr01 | 06_CH | ZUESTA | building | Building | floor_u_value_in_watt_per_m2_per_kelvin | 0.61
2026-07-31 12:42:32 UTC | gr01_06_CH_ZUESTA | gr01 | 06_CH | ZUESTA | building | Building | floor_area_in_m2 | 88.2
2026-07-31 12:42:32 UTC | gr01_06_CH_ZUESTA | gr01 | 06_CH | ZUESTA | building | Building | facade_u_value_in_watt_per_m2_per_kelvin | 0.4
2026-07-31 12:42:32 UTC | gr01_06_CH_ZUESTA | gr01 | 06_CH | ZUESTA | building | Building | facade_area_in_m2 | 160.2
2026-07-31 12:42:32 UTC | gr01_06_CH_ZUESTA | gr01 | 06_CH | ZUESTA | building | Building | roof_u_value_in_watt_per_m2_per_kelvin | 0.36
2026-07-31 12:42:32 UTC | gr01_06_CH_ZUESTA | gr01 | 06_CH | ZUESTA | building | Building | roof_area_in_m2 | 103.2
2026-07-31 12:42:32 UTC | gr01_06_CH_ZUESTA | gr01 | 06_CH | ZUESTA | building | Building | window_u_value_in_watt_per_m2_per_kelvin | 1.9
2026-07-31 12:42:32 UTC | gr01_06_CH_ZUESTA | gr01 | 06_CH | ZUESTA | building | Building | window_area_in_m2 | 31.68
2026-07-31 12:42:32 UTC | gr01_06_CH_ZUESTA | gr01 | 06_CH | ZUESTA | building | Building | door_u_value_in_watt_per_m2_per_kelvin
2026-07-31 12:42:32 UTC | gr01_06_CH_ZUESTA | gr01 | 06_CH | ZUESTA | building | Building | door_area_in_m2
2026-07-31 12:42:32 UTC | gr01_06_CH_ZUESTA | gr01 | 06_CH | ZUESTA | building | Building | set_heating_temperature_in_celsius | 20.5
2026-07-31 12:42:32 UTC | gr01_06_CH_ZUESTA | gr01 | 06_CH | ZUESTA | building | Building | set_cooling_temperature_in_celsius | 99
2026-07-31 12:42:32 UTC | gr01_06_CH_ZUESTA | gr01 | 06_CH | ZUESTA | building | Building | natural_ventilation_m3_per_h_per_person | 29
2026-07-31 12:42:32 UTC | gr01_06_CH_ZUESTA | gr01 | 06_CH | ZUESTA | building | Building | sia_natural_ventilation_m3_per_h_per_m2 | 0.6
2026-07-31 12:42:32 UTC | gr01_06_CH_ZUESTA | gr01 | 06_CH | ZUESTA | building | Building | swiss_infiltration_rate_per_h | 0.15
2026-07-31 12:42:32 UTC | gr01_06_CH_ZUESTA | gr01 | 06_CH | ZUESTA | building | Building | heating_demand_mode | iso13790
2026-07-31 12:42:32 UTC | gr01_06_CH_ZUESTA | gr01 | 06_CH | ZUESTA | building | Building | operative_heating_proportional_band_in_celsius | 1
2026-07-31 12:42:32 UTC | gr01_06_CH_ZUESTA | gr01 | 06_CH | ZUESTA | building | Building | operative_heating_proportional_gain | 1
2026-07-31 12:42:32 UTC | gr01_06_CH_ZUESTA | gr01 | 06_CH | ZUESTA | building | Building | control_comfort_lower_bound_shift_in_celsius
2026-07-31 12:42:32 UTC | gr01_06_CH_ZUESTA | gr01 | 06_CH | ZUESTA | building | Building | comfort_aware_seasonal_heating_gate | true
2026-07-31 12:42:32 UTC | gr01_06_CH_ZUESTA | gr01 | 06_CH | ZUESTA | component | StrictComfortDemandController | building_name | BUI1
2026-07-31 12:42:32 UTC | gr01_06_CH_ZUESTA | gr01 | 06_CH | ZUESTA | component | StrictComfortDemandController | name | StrictComfortDemandController
2026-07-31 12:42:32 UTC | gr01_06_CH_ZUESTA | gr01 | 06_CH | ZUESTA | component | StrictComfortDemandController | temperature_air_heating_in_celsius | 20.5
2026-07-31 12:42:32 UTC | gr01_06_CH_ZUESTA | gr01 | 06_CH | ZUESTA | component | StrictComfortDemandController | temperature_air_cooling_in_celsius | 24
2026-07-31 12:42:32 UTC | gr01_06_CH_ZUESTA | gr01 | 06_CH | ZUESTA | component | StrictComfortDemandController | offset | 0.5
2026-07-31 12:42:32 UTC | gr01_06_CH_ZUESTA | gr01 | 06_CH | ZUESTA | component | StrictComfortDemandController | mode | 2
2026-07-31 12:42:32 UTC | gr01_06_CH_ZUESTA | gr01 | 06_CH | ZUESTA | component | StrictComfortDemandController | use_adaptive_comfort_band | true
2026-07-31 12:42:32 UTC | gr01_06_CH_ZUESTA | gr01 | 06_CH | ZUESTA | component | StrictComfortDemandController | control_strategy | strict_comfort_band_v1
2026-07-31 12:42:32 UTC | gr01_06_CH_ZUESTA | gr01 | 06_CH | ZUESTA | component | StrictComfortDemandController | comfort_band_inner_offset_in_celsius | 0.5
2026-07-31 12:42:32 UTC | gr01_06_CH_ZUESTA | gr01 | 06_CH | ZUESTA | component | StrictComfortDemandController | comfort_band_inner_offset_lower_in_celsius | 1
2026-07-31 12:42:32 UTC | gr01_06_CH_ZUESTA | gr01 | 06_CH | ZUESTA | component | StrictComfortDemandController | comfort_band_inner_offset_upper_in_celsius | 0.5
2026-07-31 12:42:32 UTC | gr01_06_CH_ZUESTA | gr01 | 06_CH | ZUESTA | component | StrictComfortDemandController | heating_disabled_above_running_mean_outdoor_temperature_in_celsius | 18
2026-07-31 12:42:32 UTC | gr01_06_CH_ZUESTA | gr01 | 06_CH | ZUESTA | component | StrictComfortDemandController | cooling_enabled_above_running_mean_outdoor_temperature_in_celsius | 99
2026-07-31 12:42:32 UTC | gr01_06_CH_ZUESTA | gr01 | 06_CH | ZUESTA | component | ComfortBandHeatingDemand | building_name | BUI1
2026-07-31 12:42:32 UTC | gr01_06_CH_ZUESTA | gr01 | 06_CH | ZUESTA | component | ComfortBandHeatingDemand | name | ComfortBandHeatingDemand
2026-07-31 12:42:32 UTC | gr01_06_CH_ZUESTA | gr01 | 06_CH | ZUESTA | component | ComfortBandHeatingDemand | max_heating_power_in_watt | 7683.01
2026-07-31 12:42:32 UTC | gr01_06_CH_ZUESTA | gr01 | 06_CH | ZUESTA | component | ComfortBandHeatingDemand | proportional_gain_in_watt_per_kelvin | 15366
2026-07-31 12:42:32 UTC | gr01_06_CH_ZUESTA | gr01 | 06_CH | ZUESTA | component | StrictComfortSetpointModifier | building_name | BUI1
2026-07-31 12:42:32 UTC | gr01_06_CH_ZUESTA | gr01 | 06_CH | ZUESTA | component | StrictComfortSetpointModifier | name | StrictComfortSetpointModifier
2026-07-31 12:42:32 UTC | gr01_06_CH_ZUESTA | gr01 | 06_CH | ZUESTA | component | StrictComfortSetpointModifier | base_heating_setpoint_in_celsius | 20.5
2026-07-31 12:42:32 UTC | gr01_06_CH_ZUESTA | gr01 | 06_CH | ZUESTA | component | StrictComfortSetpointModifier | recovery_gain | 5
2026-07-31 12:42:32 UTC | gr01_06_CH_ZUESTA | gr01 | 06_CH | ZUESTA | component | StrictComfortSetpointModifier | max_recovery_boost_in_celsius | 5
2026-07-31 12:42:32 UTC | gr01_06_CH_ZUESTA | gr01 | 06_CH | ZUESTA | component | StrictComfortSetpointModifier | clamp_min_modifier_in_celsius
2026-07-31 12:42:32 UTC | gr01_06_CH_ZUESTA | gr01 | 06_CH | ZUESTA | component | StrictComfortSetpointModifier | clamp_max_modifier_in_celsius | 15
2026-07-31 12:42:32 UTC | gr01_06_CH_ZUESTA | gr01 | 06_CH | ZUESTA | component | HeatDistributionController | building_name | BUI1
2026-07-31 12:42:32 UTC | gr01_06_CH_ZUESTA | gr01 | 06_CH | ZUESTA | component | HeatDistributionController | name | HeatDistributionController
2026-07-31 12:42:32 UTC | gr01_06_CH_ZUESTA | gr01 | 06_CH | ZUESTA | component | HeatDistributionController | heating_system | HeatDistributionSystemType.FLOORHEATING
2026-07-31 12:42:32 UTC | gr01_06_CH_ZUESTA | gr01 | 06_CH | ZUESTA | component | HeatDistributionController | set_heating_threshold_outside_temperature_in_celsius | 16
2026-07-31 12:42:32 UTC | gr01_06_CH_ZUESTA | gr01 | 06_CH | ZUESTA | component | HeatDistributionController | heating_reference_temperature_in_celsius | -8
2026-07-31 12:42:32 UTC | gr01_06_CH_ZUESTA | gr01 | 06_CH | ZUESTA | component | HeatDistributionController | set_heating_temperature_for_building_in_celsius | 20.5
2026-07-31 12:42:32 UTC | gr01_06_CH_ZUESTA | gr01 | 06_CH | ZUESTA | component | HeatDistributionController | set_cooling_temperature_for_building_in_celsius | 99
2026-07-31 12:42:32 UTC | gr01_06_CH_ZUESTA | gr01 | 06_CH | ZUESTA | component | HeatDistributionController | heating_load_of_building_in_watt | 7683.01
2026-07-31 12:42:32 UTC | gr01_06_CH_ZUESTA | gr01 | 06_CH | ZUESTA | heat_distribution | HeatDistributionSystem | absolute_conditioned_floor_area_in_m2 | 198
2026-07-31 12:42:32 UTC | gr01_06_CH_ZUESTA | gr01 | 06_CH | ZUESTA | thermal_storage | SimpleHotWaterStorage | volume_heating_water_storage_in_liter | 384.1
2026-07-31 12:42:32 UTC | gr01_06_CH_ZUESTA | gr01 | 06_CH | ZUESTA | component | BufferRemainingCapacity60C | building_name | BUI1
2026-07-31 12:42:32 UTC | gr01_06_CH_ZUESTA | gr01 | 06_CH | ZUESTA | component | BufferRemainingCapacity60C | name | BufferRemainingCapacity60C
2026-07-31 12:42:32 UTC | gr01_06_CH_ZUESTA | gr01 | 06_CH | ZUESTA | component | BufferRemainingCapacity60C | volume_heating_water_storage_in_liter | 384.1
2026-07-31 12:42:32 UTC | gr01_06_CH_ZUESTA | gr01 | 06_CH | ZUESTA | component | BufferRemainingCapacity60C | max_temperature_in_celsius | 6
2026-07-31 12:42:32 UTC | gr01_06_CH_ZUESTA | gr01 | 06_CH | ZUESTA | component | BufferRemainingCapacity60C | water_density_kg_per_liter | 0.992
2026-07-31 12:42:32 UTC | gr01_06_CH_ZUESTA | gr01 | 06_CH | ZUESTA | component | BufferRemainingCapacity60C | water_specific_heat_capacity_j_per_kg_per_k | 4180
2026-07-31 12:42:32 UTC | gr01_06_CH_ZUESTA | gr01 | 06_CH | ZUESTA | component | DistrictHeatingController | building_name | BUI1
2026-07-31 12:42:32 UTC | gr01_06_CH_ZUESTA | gr01 | 06_CH | ZUESTA | component | DistrictHeatingController | name | DistrictHeatingController
2026-07-31 12:42:32 UTC | gr01_06_CH_ZUESTA | gr01 | 06_CH | ZUESTA | component | DistrictHeatingController | set_heating_threshold_outside_temperature_in_celsius | 16
2026-07-31 12:42:32 UTC | gr01_06_CH_ZUESTA | gr01 | 06_CH | ZUESTA | component | DistrictHeatingController | with_domestic_hot_water_preparation | true
2026-07-31 12:42:32 UTC | gr01_06_CH_ZUESTA | gr01 | 06_CH | ZUESTA | component | DistrictHeatingController | hysteresis_water_temperature_offset | 15
2026-07-31 12:42:32 UTC | gr01_06_CH_ZUESTA | gr01 | 06_CH | ZUESTA | component | DistrictHeatingController | parallel_space_heating_and_dhw_option | true
2026-07-31 12:42:32 UTC | gr01_06_CH_ZUESTA | gr01 | 06_CH | ZUESTA | heat_generator | DistrictHeating | connected_load_w | 5070
2026-07-31 12:42:32 UTC | gr01_06_CH_ZUESTA | gr01 | 06_CH | ZUESTA | component | FuelMeter | building_name | BUI1
2026-07-31 12:42:32 UTC | gr01_06_CH_ZUESTA | gr01 | 06_CH | ZUESTA | component | FuelMeter | name | FuelMeter
2026-07-31 12:42:32 UTC | gr01_06_CH_ZUESTA | gr01 | 06_CH | ZUESTA | component | FuelMeter | fuel_loadtype | LoadTypes.DISTRICTHEATING
2026-07-31 12:42:32 UTC | gr01_06_CH_ZUESTA | gr01 | 06_CH | ZUESTA | component | FuelMeter | heating_value_of_fuel_in_kwh_per_liter | 9.82
2026-07-31 12:42:32 UTC | gr01_06_CH_ZUESTA | gr01 | 06_CH | ZUESTA | component | FuelMeter | fuel_density_in_kg_per_m3 | 83
2026-07-31 12:42:32 UTC | gr01_06_CH_ZUESTA | gr01 | 06_CH | ZUESTA | component | HeatGeneratorTotalThermalPower | building_name | BUI1
2026-07-31 12:42:32 UTC | gr01_06_CH_ZUESTA | gr01 | 06_CH | ZUESTA | component | HeatGeneratorTotalThermalPower | name | HeatGeneratorTotalThermalPower
2026-07-31 12:42:32 UTC | gr01_06_CH_ZUESTA | gr01 | 06_CH | ZUESTA | component | HeatGeneratorTotalThermalPower | loadtype | LoadTypes.ANY
2026-07-31 12:42:32 UTC | gr01_06_CH_ZUESTA | gr01 | 06_CH | ZUESTA | component | HeatGeneratorTotalThermalPower | unit | Units.WATT
2026-07-31 12:42:32 UTC | gr01_06_CH_ZUESTA | gr01 | 06_CH | ZUESTA | component | HeatGeneratorPlantDhwThermalPower | building_name | BUI1
2026-07-31 12:42:32 UTC | gr01_06_CH_ZUESTA | gr01 | 06_CH | ZUESTA | component | HeatGeneratorPlantDhwThermalPower | name | HeatGeneratorPlantDhwThermalPower
2026-07-31 12:42:32 UTC | gr01_06_CH_ZUESTA | gr01 | 06_CH | ZUESTA | component | HeatGeneratorPlantDhwThermalPower | loadtype | LoadTypes.ANY
2026-07-31 12:42:32 UTC | gr01_06_CH_ZUESTA | gr01 | 06_CH | ZUESTA | component | HeatGeneratorPlantDhwThermalPower | unit | Units.WATT
2026-07-31 12:42:32 UTC | gr01_06_CH_ZUESTA | gr01 | 06_CH | ZUESTA | component | SolarDhwThermalPower | building_name | BUI1
2026-07-31 12:42:32 UTC | gr01_06_CH_ZUESTA | gr01 | 06_CH | ZUESTA | component | SolarDhwThermalPower | name | SolarDhwThermalPower
2026-07-31 12:42:32 UTC | gr01_06_CH_ZUESTA | gr01 | 06_CH | ZUESTA | component | SolarDhwThermalPower | value_watt
2026-07-31 12:42:32 UTC | gr01_06_CH_ZUESTA | gr01 | 06_CH | ZUESTA | component | SolarDhwThermalPower | loadtype | LoadTypes.ANY
2026-07-31 12:42:32 UTC | gr01_06_CH_ZUESTA | gr01 | 06_CH | ZUESTA | component | SolarDhwThermalPower | unit | Units.WATT
2026-07-31 12:42:32 UTC | gr01_06_CH_ZUESTA | gr01 | 06_CH | ZUESTA | component | FlexibilityPotential | building_name | BUI1
2026-07-31 12:42:32 UTC | gr01_06_CH_ZUESTA | gr01 | 06_CH | ZUESTA | component | FlexibilityPotential | name | FlexibilityPotential
2026-07-31 12:42:32 UTC | gr01_06_CH_ZUESTA | gr01 | 06_CH | ZUESTA | component | FlexibilityPotential | fallback_heating_cop | 1
2026-07-31 12:42:32 UTC | gr01_06_CH_ZUESTA | gr01 | 06_CH | ZUESTA | component | FlexibilityPotential | fallback_cooling_eer
2026-07-31 12:42:32 UTC | gr01_07_CH_ZUESTA | gr01 | 07_CH | ZUESTA | simulation | SimulationParameters | year | 2050
2026-07-31 12:42:32 UTC | gr01_07_CH_ZUESTA | gr01 | 07_CH | ZUESTA | simulation | SimulationParameters | seconds_per_timestep | 9 | s
2026-07-31 12:42:32 UTC | gr01_07_CH_ZUESTA | gr01 | 07_CH | ZUESTA | simulation | SimulationParameters | country | CH
2026-07-31 12:42:32 UTC | gr01_07_CH_ZUESTA | gr01 | 07_CH | ZUESTA | cli | cli_overrides | ARCH | 07_CH
2026-07-31 12:42:32 UTC | gr01_07_CH_ZUESTA | gr01 | 07_CH | ZUESTA | cli | cli_overrides | WEATHER | ZUESTA
2026-07-31 12:42:32 UTC | gr01_07_CH_ZUESTA | gr01 | 07_CH | ZUESTA | cli | cli_overrides | TIME_HORIZON | future
2026-07-31 12:42:32 UTC | gr01_07_CH_ZUESTA | gr01 | 07_CH | ZUESTA | cli | cli_overrides | SCENARIO | none
2026-07-31 12:42:32 UTC | gr01_07_CH_ZUESTA | gr01 | 07_CH | ZUESTA | cli | cli_overrides | OCC | SIA2024
2026-07-31 12:42:32 UTC | gr01_07_CH_ZUESTA | gr01 | 07_CH | ZUESTA | cli | cli_overrides | HEATGEN_SIZING | IDEAL_LOOKUP
2026-07-31 12:42:32 UTC | gr01_07_CH_ZUESTA | gr01 | 07_CH | ZUESTA | cli | cli_overrides | HP_SHARE_OF_IDEAL | 0.8
2026-07-31 12:42:32 UTC | gr01_07_CH_ZUESTA | gr01 | 07_CH | ZUESTA | internal_loads | SIA2024Occupancy | conditioned_floor_area_in_m2 | 199
2026-07-31 12:42:32 UTC | gr01_07_CH_ZUESTA | gr01 | 07_CH | ZUESTA | internal_loads | SIA2024Occupancy | appliances_load_w_per_m2 | 1
2026-07-31 12:42:32 UTC | gr01_07_CH_ZUESTA | gr01 | 07_CH | ZUESTA | internal_loads | SIA2024Occupancy | lighting_load_w_per_m2 | 3
2026-07-31 12:42:32 UTC | gr01_07_CH_ZUESTA | gr01 | 07_CH | ZUESTA | internal_loads | SIA2024Occupancy | lighting_annual_full_load_hours | 846
2026-07-31 12:42:32 UTC | gr01_07_CH_ZUESTA | gr01 | 07_CH | ZUESTA | internal_loads | SIA2024Occupancy | appliances_yearly_utilization_per_month | 0.7995
2026-07-31 12:42:32 UTC | gr01_07_CH_ZUESTA | gr01 | 07_CH | ZUESTA | weather | Weather | source_path | C:\Users\het\HiSim\hisim\inputs\weather\custom_csv\Zurich\NABZUE_2060_RCP85_DRY.csv
2026-07-31 12:42:32 UTC | gr01_07_CH_ZUESTA | gr01 | 07_CH | ZUESTA | weather | Weather | location | Zurich
2026-07-31 12:42:32 UTC | gr01_07_CH_ZUESTA | gr01 | 07_CH | ZUESTA | weather | Weather | name | Weather
2026-07-31 12:42:32 UTC | gr01_07_CH_ZUESTA | gr01 | 07_CH | ZUESTA | component | ElectricityMeter | building_name | BUI1
2026-07-31 12:42:32 UTC | gr01_07_CH_ZUESTA | gr01 | 07_CH | ZUESTA | component | ElectricityMeter | name | ElectricityMeter
2026-07-31 12:42:32 UTC | gr01_07_CH_ZUESTA | gr01 | 07_CH | ZUESTA | building | Building | building_name | 1991_2000
2026-07-31 12:42:32 UTC | gr01_07_CH_ZUESTA | gr01 | 07_CH | ZUESTA | building | Building | building_code | AT.N.SFH.06.Gen.ReEx.001.002
2026-07-31 12:42:32 UTC | gr01_07_CH_ZUESTA | gr01 | 07_CH | ZUESTA | building | Building | building_heat_capacity_class | heavy
2026-07-31 12:42:32 UTC | gr01_07_CH_ZUESTA | gr01 | 07_CH | ZUESTA | building | Building | absolute_conditioned_floor_area_in_m2 | 199
2026-07-31 12:42:32 UTC | gr01_07_CH_ZUESTA | gr01 | 07_CH | ZUESTA | building | Building | heating_reference_temperature_in_celsius | -8
2026-07-31 12:42:32 UTC | gr01_07_CH_ZUESTA | gr01 | 07_CH | ZUESTA | building | Building | floor_u_value_in_watt_per_m2_per_kelvin | 0.55
2026-07-31 12:42:32 UTC | gr01_07_CH_ZUESTA | gr01 | 07_CH | ZUESTA | building | Building | floor_area_in_m2 | 81
2026-07-31 12:42:32 UTC | gr01_07_CH_ZUESTA | gr01 | 07_CH | ZUESTA | building | Building | facade_u_value_in_watt_per_m2_per_kelvin | 0.35
2026-07-31 12:42:32 UTC | gr01_07_CH_ZUESTA | gr01 | 07_CH | ZUESTA | building | Building | facade_area_in_m2 | 164
2026-07-31 12:42:32 UTC | gr01_07_CH_ZUESTA | gr01 | 07_CH | ZUESTA | building | Building | roof_u_value_in_watt_per_m2_per_kelvin | 0.34
2026-07-31 12:42:32 UTC | gr01_07_CH_ZUESTA | gr01 | 07_CH | ZUESTA | building | Building | roof_area_in_m2 | 96
2026-07-31 12:42:32 UTC | gr01_07_CH_ZUESTA | gr01 | 07_CH | ZUESTA | building | Building | window_u_value_in_watt_per_m2_per_kelvin | 1.7
2026-07-31 12:42:32 UTC | gr01_07_CH_ZUESTA | gr01 | 07_CH | ZUESTA | building | Building | window_area_in_m2 | 31.84
2026-07-31 12:42:32 UTC | gr01_07_CH_ZUESTA | gr01 | 07_CH | ZUESTA | building | Building | door_u_value_in_watt_per_m2_per_kelvin
2026-07-31 12:42:32 UTC | gr01_07_CH_ZUESTA | gr01 | 07_CH | ZUESTA | building | Building | door_area_in_m2
2026-07-31 12:42:32 UTC | gr01_07_CH_ZUESTA | gr01 | 07_CH | ZUESTA | building | Building | set_heating_temperature_in_celsius | 20.5
2026-07-31 12:42:32 UTC | gr01_07_CH_ZUESTA | gr01 | 07_CH | ZUESTA | building | Building | set_cooling_temperature_in_celsius | 99
2026-07-31 12:42:32 UTC | gr01_07_CH_ZUESTA | gr01 | 07_CH | ZUESTA | building | Building | natural_ventilation_m3_per_h_per_person | 29
2026-07-31 12:42:32 UTC | gr01_07_CH_ZUESTA | gr01 | 07_CH | ZUESTA | building | Building | sia_natural_ventilation_m3_per_h_per_m2 | 0.6
2026-07-31 12:42:32 UTC | gr01_07_CH_ZUESTA | gr01 | 07_CH | ZUESTA | building | Building | swiss_infiltration_rate_per_h | 0.15
2026-07-31 12:42:32 UTC | gr01_07_CH_ZUESTA | gr01 | 07_CH | ZUESTA | building | Building | heating_demand_mode | iso13790
2026-07-31 12:42:32 UTC | gr01_07_CH_ZUESTA | gr01 | 07_CH | ZUESTA | building | Building | operative_heating_proportional_band_in_celsius | 1
2026-07-31 12:42:32 UTC | gr01_07_CH_ZUESTA | gr01 | 07_CH | ZUESTA | building | Building | operative_heating_proportional_gain | 1
2026-07-31 12:42:32 UTC | gr01_07_CH_ZUESTA | gr01 | 07_CH | ZUESTA | building | Building | control_comfort_lower_bound_shift_in_celsius
2026-07-31 12:42:32 UTC | gr01_07_CH_ZUESTA | gr01 | 07_CH | ZUESTA | building | Building | comfort_aware_seasonal_heating_gate | true
2026-07-31 12:42:32 UTC | gr01_07_CH_ZUESTA | gr01 | 07_CH | ZUESTA | component | StrictComfortDemandController | building_name | BUI1
2026-07-31 12:42:32 UTC | gr01_07_CH_ZUESTA | gr01 | 07_CH | ZUESTA | component | StrictComfortDemandController | name | StrictComfortDemandController
2026-07-31 12:42:32 UTC | gr01_07_CH_ZUESTA | gr01 | 07_CH | ZUESTA | component | StrictComfortDemandController | temperature_air_heating_in_celsius | 20.5
2026-07-31 12:42:32 UTC | gr01_07_CH_ZUESTA | gr01 | 07_CH | ZUESTA | component | StrictComfortDemandController | temperature_air_cooling_in_celsius | 24
2026-07-31 12:42:32 UTC | gr01_07_CH_ZUESTA | gr01 | 07_CH | ZUESTA | component | StrictComfortDemandController | offset | 0.5
2026-07-31 12:42:32 UTC | gr01_07_CH_ZUESTA | gr01 | 07_CH | ZUESTA | component | StrictComfortDemandController | mode | 2
2026-07-31 12:42:32 UTC | gr01_07_CH_ZUESTA | gr01 | 07_CH | ZUESTA | component | StrictComfortDemandController | use_adaptive_comfort_band | true
2026-07-31 12:42:32 UTC | gr01_07_CH_ZUESTA | gr01 | 07_CH | ZUESTA | component | StrictComfortDemandController | control_strategy | strict_comfort_band_v1
2026-07-31 12:42:32 UTC | gr01_07_CH_ZUESTA | gr01 | 07_CH | ZUESTA | component | StrictComfortDemandController | comfort_band_inner_offset_in_celsius | 0.5
2026-07-31 12:42:32 UTC | gr01_07_CH_ZUESTA | gr01 | 07_CH | ZUESTA | component | StrictComfortDemandController | comfort_band_inner_offset_lower_in_celsius | 1
2026-07-31 12:42:32 UTC | gr01_07_CH_ZUESTA | gr01 | 07_CH | ZUESTA | component | StrictComfortDemandController | comfort_band_inner_offset_upper_in_celsius | 0.5
2026-07-31 12:42:32 UTC | gr01_07_CH_ZUESTA | gr01 | 07_CH | ZUESTA | component | StrictComfortDemandController | heating_disabled_above_running_mean_outdoor_temperature_in_celsius | 18
2026-07-31 12:42:32 UTC | gr01_07_CH_ZUESTA | gr01 | 07_CH | ZUESTA | component | StrictComfortDemandController | cooling_enabled_above_running_mean_outdoor_temperature_in_celsius | 99
2026-07-31 12:42:32 UTC | gr01_07_CH_ZUESTA | gr01 | 07_CH | ZUESTA | component | ComfortBandHeatingDemand | building_name | BUI1
2026-07-31 12:42:32 UTC | gr01_07_CH_ZUESTA | gr01 | 07_CH | ZUESTA | component | ComfortBandHeatingDemand | name | ComfortBandHeatingDemand
2026-07-31 12:42:32 UTC | gr01_07_CH_ZUESTA | gr01 | 07_CH | ZUESTA | component | ComfortBandHeatingDemand | max_heating_power_in_watt | 7052.23
2026-07-31 12:42:32 UTC | gr01_07_CH_ZUESTA | gr01 | 07_CH | ZUESTA | component | ComfortBandHeatingDemand | proportional_gain_in_watt_per_kelvin | 14104.5
2026-07-31 12:42:32 UTC | gr01_07_CH_ZUESTA | gr01 | 07_CH | ZUESTA | component | StrictComfortSetpointModifier | building_name | BUI1
2026-07-31 12:42:32 UTC | gr01_07_CH_ZUESTA | gr01 | 07_CH | ZUESTA | component | StrictComfortSetpointModifier | name | StrictComfortSetpointModifier
2026-07-31 12:42:32 UTC | gr01_07_CH_ZUESTA | gr01 | 07_CH | ZUESTA | component | StrictComfortSetpointModifier | base_heating_setpoint_in_celsius | 20.5
2026-07-31 12:42:32 UTC | gr01_07_CH_ZUESTA | gr01 | 07_CH | ZUESTA | component | StrictComfortSetpointModifier | recovery_gain | 5
2026-07-31 12:42:32 UTC | gr01_07_CH_ZUESTA | gr01 | 07_CH | ZUESTA | component | StrictComfortSetpointModifier | max_recovery_boost_in_celsius | 5
2026-07-31 12:42:32 UTC | gr01_07_CH_ZUESTA | gr01 | 07_CH | ZUESTA | component | StrictComfortSetpointModifier | clamp_min_modifier_in_celsius
2026-07-31 12:42:32 UTC | gr01_07_CH_ZUESTA | gr01 | 07_CH | ZUESTA | component | StrictComfortSetpointModifier | clamp_max_modifier_in_celsius | 15
2026-07-31 12:42:32 UTC | gr01_07_CH_ZUESTA | gr01 | 07_CH | ZUESTA | component | HeatDistributionController | building_name | BUI1
2026-07-31 12:42:32 UTC | gr01_07_CH_ZUESTA | gr01 | 07_CH | ZUESTA | component | HeatDistributionController | name | HeatDistributionController
2026-07-31 12:42:32 UTC | gr01_07_CH_ZUESTA | gr01 | 07_CH | ZUESTA | component | HeatDistributionController | heating_system | HeatDistributionSystemType.FLOORHEATING
2026-07-31 12:42:32 UTC | gr01_07_CH_ZUESTA | gr01 | 07_CH | ZUESTA | component | HeatDistributionController | set_heating_threshold_outside_temperature_in_celsius | 16
2026-07-31 12:42:32 UTC | gr01_07_CH_ZUESTA | gr01 | 07_CH | ZUESTA | component | HeatDistributionController | heating_reference_temperature_in_celsius | -8
2026-07-31 12:42:32 UTC | gr01_07_CH_ZUESTA | gr01 | 07_CH | ZUESTA | component | HeatDistributionController | set_heating_temperature_for_building_in_celsius | 20.5
2026-07-31 12:42:32 UTC | gr01_07_CH_ZUESTA | gr01 | 07_CH | ZUESTA | component | HeatDistributionController | set_cooling_temperature_for_building_in_celsius | 99
2026-07-31 12:42:32 UTC | gr01_07_CH_ZUESTA | gr01 | 07_CH | ZUESTA | component | HeatDistributionController | heating_load_of_building_in_watt | 7052.23
2026-07-31 12:42:32 UTC | gr01_07_CH_ZUESTA | gr01 | 07_CH | ZUESTA | heat_distribution | HeatDistributionSystem | absolute_conditioned_floor_area_in_m2 | 199
2026-07-31 12:42:32 UTC | gr01_07_CH_ZUESTA | gr01 | 07_CH | ZUESTA | thermal_storage | SimpleHotWaterStorage | volume_heating_water_storage_in_liter | 352.6
2026-07-31 12:42:32 UTC | gr01_07_CH_ZUESTA | gr01 | 07_CH | ZUESTA | component | BufferRemainingCapacity60C | building_name | BUI1
2026-07-31 12:42:32 UTC | gr01_07_CH_ZUESTA | gr01 | 07_CH | ZUESTA | component | BufferRemainingCapacity60C | name | BufferRemainingCapacity60C
2026-07-31 12:42:32 UTC | gr01_07_CH_ZUESTA | gr01 | 07_CH | ZUESTA | component | BufferRemainingCapacity60C | volume_heating_water_storage_in_liter | 352.6
2026-07-31 12:42:32 UTC | gr01_07_CH_ZUESTA | gr01 | 07_CH | ZUESTA | component | BufferRemainingCapacity60C | max_temperature_in_celsius | 6
2026-07-31 12:42:32 UTC | gr01_07_CH_ZUESTA | gr01 | 07_CH | ZUESTA | component | BufferRemainingCapacity60C | water_density_kg_per_liter | 0.992
2026-07-31 12:42:32 UTC | gr01_07_CH_ZUESTA | gr01 | 07_CH | ZUESTA | component | BufferRemainingCapacity60C | water_specific_heat_capacity_j_per_kg_per_k | 4180
2026-07-31 12:42:32 UTC | gr01_07_CH_ZUESTA | gr01 | 07_CH | ZUESTA | component | DistrictHeatingController | building_name | BUI1
2026-07-31 12:42:32 UTC | gr01_07_CH_ZUESTA | gr01 | 07_CH | ZUESTA | component | DistrictHeatingController | name | DistrictHeatingController
2026-07-31 12:42:32 UTC | gr01_07_CH_ZUESTA | gr01 | 07_CH | ZUESTA | component | DistrictHeatingController | set_heating_threshold_outside_temperature_in_celsius | 16
2026-07-31 12:42:32 UTC | gr01_07_CH_ZUESTA | gr01 | 07_CH | ZUESTA | component | DistrictHeatingController | with_domestic_hot_water_preparation | true
2026-07-31 12:42:32 UTC | gr01_07_CH_ZUESTA | gr01 | 07_CH | ZUESTA | component | DistrictHeatingController | hysteresis_water_temperature_offset | 15
2026-07-31 12:42:32 UTC | gr01_07_CH_ZUESTA | gr01 | 07_CH | ZUESTA | component | DistrictHeatingController | parallel_space_heating_and_dhw_option | true
2026-07-31 12:42:32 UTC | gr01_07_CH_ZUESTA | gr01 | 07_CH | ZUESTA | heat_generator | DistrictHeating | connected_load_w | 4730
2026-07-31 12:42:32 UTC | gr01_07_CH_ZUESTA | gr01 | 07_CH | ZUESTA | component | FuelMeter | building_name | BUI1
2026-07-31 12:42:32 UTC | gr01_07_CH_ZUESTA | gr01 | 07_CH | ZUESTA | component | FuelMeter | name | FuelMeter
2026-07-31 12:42:32 UTC | gr01_07_CH_ZUESTA | gr01 | 07_CH | ZUESTA | component | FuelMeter | fuel_loadtype | LoadTypes.DISTRICTHEATING
2026-07-31 12:42:32 UTC | gr01_07_CH_ZUESTA | gr01 | 07_CH | ZUESTA | component | FuelMeter | heating_value_of_fuel_in_kwh_per_liter | 9.82
2026-07-31 12:42:32 UTC | gr01_07_CH_ZUESTA | gr01 | 07_CH | ZUESTA | component | FuelMeter | fuel_density_in_kg_per_m3 | 83
2026-07-31 12:42:32 UTC | gr01_07_CH_ZUESTA | gr01 | 07_CH | ZUESTA | component | HeatGeneratorTotalThermalPower | building_name | BUI1
2026-07-31 12:42:32 UTC | gr01_07_CH_ZUESTA | gr01 | 07_CH | ZUESTA | component | HeatGeneratorTotalThermalPower | name | HeatGeneratorTotalThermalPower
2026-07-31 12:42:32 UTC | gr01_07_CH_ZUESTA | gr01 | 07_CH | ZUESTA | component | HeatGeneratorTotalThermalPower | loadtype | LoadTypes.ANY
2026-07-31 12:42:32 UTC | gr01_07_CH_ZUESTA | gr01 | 07_CH | ZUESTA | component | HeatGeneratorTotalThermalPower | unit | Units.WATT
2026-07-31 12:42:32 UTC | gr01_07_CH_ZUESTA | gr01 | 07_CH | ZUESTA | component | HeatGeneratorPlantDhwThermalPower | building_name | BUI1
2026-07-31 12:42:32 UTC | gr01_07_CH_ZUESTA | gr01 | 07_CH | ZUESTA | component | HeatGeneratorPlantDhwThermalPower | name | HeatGeneratorPlantDhwThermalPower
2026-07-31 12:42:32 UTC | gr01_07_CH_ZUESTA | gr01 | 07_CH | ZUESTA | component | HeatGeneratorPlantDhwThermalPower | loadtype | LoadTypes.ANY
2026-07-31 12:42:32 UTC | gr01_07_CH_ZUESTA | gr01 | 07_CH | ZUESTA | component | HeatGeneratorPlantDhwThermalPower | unit | Units.WATT
2026-07-31 12:42:32 UTC | gr01_07_CH_ZUESTA | gr01 | 07_CH | ZUESTA | component | SolarDhwThermalPower | building_name | BUI1
2026-07-31 12:42:32 UTC | gr01_07_CH_ZUESTA | gr01 | 07_CH | ZUESTA | component | SolarDhwThermalPower | name | SolarDhwThermalPower
2026-07-31 12:42:32 UTC | gr01_07_CH_ZUESTA | gr01 | 07_CH | ZUESTA | component | SolarDhwThermalPower | value_watt
2026-07-31 12:42:32 UTC | gr01_07_CH_ZUESTA | gr01 | 07_CH | ZUESTA | component | SolarDhwThermalPower | loadtype | LoadTypes.ANY
2026-07-31 12:42:32 UTC | gr01_07_CH_ZUESTA | gr01 | 07_CH | ZUESTA | component | SolarDhwThermalPower | unit | Units.WATT
2026-07-31 12:42:32 UTC | gr01_07_CH_ZUESTA | gr01 | 07_CH | ZUESTA | component | FlexibilityPotential | building_name | BUI1
2026-07-31 12:42:32 UTC | gr01_07_CH_ZUESTA | gr01 | 07_CH | ZUESTA | component | FlexibilityPotential | name | FlexibilityPotential
2026-07-31 12:42:32 UTC | gr01_07_CH_ZUESTA | gr01 | 07_CH | ZUESTA | component | FlexibilityPotential | fallback_heating_cop | 1
2026-07-31 12:42:32 UTC | gr01_07_CH_ZUESTA | gr01 | 07_CH | ZUESTA | component | FlexibilityPotential | fallback_cooling_eer
2026-07-31 12:42:32 UTC | gr01_08_CH_ZUESTA | gr01 | 08_CH | ZUESTA | simulation | SimulationParameters | year | 2050
2026-07-31 12:42:32 UTC | gr01_08_CH_ZUESTA | gr01 | 08_CH | ZUESTA | simulation | SimulationParameters | seconds_per_timestep | 9 | s
2026-07-31 12:42:32 UTC | gr01_08_CH_ZUESTA | gr01 | 08_CH | ZUESTA | simulation | SimulationParameters | country | CH
2026-07-31 12:42:32 UTC | gr01_08_CH_ZUESTA | gr01 | 08_CH | ZUESTA | cli | cli_overrides | ARCH | 08_CH
2026-07-31 12:42:32 UTC | gr01_08_CH_ZUESTA | gr01 | 08_CH | ZUESTA | cli | cli_overrides | WEATHER | ZUESTA
2026-07-31 12:42:32 UTC | gr01_08_CH_ZUESTA | gr01 | 08_CH | ZUESTA | cli | cli_overrides | TIME_HORIZON | future
2026-07-31 12:42:32 UTC | gr01_08_CH_ZUESTA | gr01 | 08_CH | ZUESTA | cli | cli_overrides | SCENARIO | none
2026-07-31 12:42:32 UTC | gr01_08_CH_ZUESTA | gr01 | 08_CH | ZUESTA | cli | cli_overrides | OCC | SIA2024
2026-07-31 12:42:32 UTC | gr01_08_CH_ZUESTA | gr01 | 08_CH | ZUESTA | cli | cli_overrides | HEATGEN_SIZING | IDEAL_LOOKUP
2026-07-31 12:42:32 UTC | gr01_08_CH_ZUESTA | gr01 | 08_CH | ZUESTA | cli | cli_overrides | HP_SHARE_OF_IDEAL | 0.8
2026-07-31 12:42:32 UTC | gr01_08_CH_ZUESTA | gr01 | 08_CH | ZUESTA | internal_loads | SIA2024Occupancy | conditioned_floor_area_in_m2 | 201
2026-07-31 12:42:32 UTC | gr01_08_CH_ZUESTA | gr01 | 08_CH | ZUESTA | internal_loads | SIA2024Occupancy | appliances_load_w_per_m2 | 1
2026-07-31 12:42:32 UTC | gr01_08_CH_ZUESTA | gr01 | 08_CH | ZUESTA | internal_loads | SIA2024Occupancy | lighting_load_w_per_m2 | 3
2026-07-31 12:42:32 UTC | gr01_08_CH_ZUESTA | gr01 | 08_CH | ZUESTA | internal_loads | SIA2024Occupancy | lighting_annual_full_load_hours | 846
2026-07-31 12:42:32 UTC | gr01_08_CH_ZUESTA | gr01 | 08_CH | ZUESTA | internal_loads | SIA2024Occupancy | appliances_yearly_utilization_per_month | 0.7995
2026-07-31 12:42:32 UTC | gr01_08_CH_ZUESTA | gr01 | 08_CH | ZUESTA | weather | Weather | source_path | C:\Users\het\HiSim\hisim\inputs\weather\custom_csv\Zurich\NABZUE_2060_RCP85_DRY.csv
2026-07-31 12:42:32 UTC | gr01_08_CH_ZUESTA | gr01 | 08_CH | ZUESTA | weather | Weather | location | Zurich
2026-07-31 12:42:32 UTC | gr01_08_CH_ZUESTA | gr01 | 08_CH | ZUESTA | weather | Weather | name | Weather
2026-07-31 12:42:32 UTC | gr01_08_CH_ZUESTA | gr01 | 08_CH | ZUESTA | component | ElectricityMeter | building_name | BUI1
2026-07-31 12:42:32 UTC | gr01_08_CH_ZUESTA | gr01 | 08_CH | ZUESTA | component | ElectricityMeter | name | ElectricityMeter
2026-07-31 12:42:32 UTC | gr01_08_CH_ZUESTA | gr01 | 08_CH | ZUESTA | building | Building | building_name | 2001_2010
2026-07-31 12:42:32 UTC | gr01_08_CH_ZUESTA | gr01 | 08_CH | ZUESTA | building | Building | building_code | AT.N.SFH.07.Gen.ReEx.001.002
2026-07-31 12:42:32 UTC | gr01_08_CH_ZUESTA | gr01 | 08_CH | ZUESTA | building | Building | building_heat_capacity_class | heavy
2026-07-31 12:42:32 UTC | gr01_08_CH_ZUESTA | gr01 | 08_CH | ZUESTA | building | Building | absolute_conditioned_floor_area_in_m2 | 201
2026-07-31 12:42:32 UTC | gr01_08_CH_ZUESTA | gr01 | 08_CH | ZUESTA | building | Building | heating_reference_temperature_in_celsius | -8
2026-07-31 12:42:32 UTC | gr01_08_CH_ZUESTA | gr01 | 08_CH | ZUESTA | building | Building | floor_u_value_in_watt_per_m2_per_kelvin | 0.38
2026-07-31 12:42:32 UTC | gr01_08_CH_ZUESTA | gr01 | 08_CH | ZUESTA | building | Building | floor_area_in_m2 | 84.2
2026-07-31 12:42:32 UTC | gr01_08_CH_ZUESTA | gr01 | 08_CH | ZUESTA | building | Building | facade_u_value_in_watt_per_m2_per_kelvin | 0.3
2026-07-31 12:42:32 UTC | gr01_08_CH_ZUESTA | gr01 | 08_CH | ZUESTA | building | Building | facade_area_in_m2 | 177.6
2026-07-31 12:42:32 UTC | gr01_08_CH_ZUESTA | gr01 | 08_CH | ZUESTA | building | Building | roof_u_value_in_watt_per_m2_per_kelvin | 0.26
2026-07-31 12:42:32 UTC | gr01_08_CH_ZUESTA | gr01 | 08_CH | ZUESTA | building | Building | roof_area_in_m2 | 96.76
2026-07-31 12:42:32 UTC | gr01_08_CH_ZUESTA | gr01 | 08_CH | ZUESTA | building | Building | window_u_value_in_watt_per_m2_per_kelvin | 1.5
2026-07-31 12:42:32 UTC | gr01_08_CH_ZUESTA | gr01 | 08_CH | ZUESTA | building | Building | window_area_in_m2 | 32.16
2026-07-31 12:42:32 UTC | gr01_08_CH_ZUESTA | gr01 | 08_CH | ZUESTA | building | Building | door_u_value_in_watt_per_m2_per_kelvin
2026-07-31 12:42:32 UTC | gr01_08_CH_ZUESTA | gr01 | 08_CH | ZUESTA | building | Building | door_area_in_m2
2026-07-31 12:42:32 UTC | gr01_08_CH_ZUESTA | gr01 | 08_CH | ZUESTA | building | Building | set_heating_temperature_in_celsius | 20.5
2026-07-31 12:42:32 UTC | gr01_08_CH_ZUESTA | gr01 | 08_CH | ZUESTA | building | Building | set_cooling_temperature_in_celsius | 99
2026-07-31 12:42:32 UTC | gr01_08_CH_ZUESTA | gr01 | 08_CH | ZUESTA | building | Building | natural_ventilation_m3_per_h_per_person | 29
2026-07-31 12:42:32 UTC | gr01_08_CH_ZUESTA | gr01 | 08_CH | ZUESTA | building | Building | sia_natural_ventilation_m3_per_h_per_m2 | 0.6
2026-07-31 12:42:32 UTC | gr01_08_CH_ZUESTA | gr01 | 08_CH | ZUESTA | building | Building | swiss_infiltration_rate_per_h | 0.15
2026-07-31 12:42:32 UTC | gr01_08_CH_ZUESTA | gr01 | 08_CH | ZUESTA | building | Building | heating_demand_mode | iso13790
2026-07-31 12:42:32 UTC | gr01_08_CH_ZUESTA | gr01 | 08_CH | ZUESTA | building | Building | operative_heating_proportional_band_in_celsius | 1
2026-07-31 12:42:32 UTC | gr01_08_CH_ZUESTA | gr01 | 08_CH | ZUESTA | building | Building | operative_heating_proportional_gain | 1
2026-07-31 12:42:32 UTC | gr01_08_CH_ZUESTA | gr01 | 08_CH | ZUESTA | building | Building | control_comfort_lower_bound_shift_in_celsius
2026-07-31 12:42:32 UTC | gr01_08_CH_ZUESTA | gr01 | 08_CH | ZUESTA | building | Building | comfort_aware_seasonal_heating_gate | true
2026-07-31 12:42:32 UTC | gr01_08_CH_ZUESTA | gr01 | 08_CH | ZUESTA | component | StrictComfortDemandController | building_name | BUI1
2026-07-31 12:42:32 UTC | gr01_08_CH_ZUESTA | gr01 | 08_CH | ZUESTA | component | StrictComfortDemandController | name | StrictComfortDemandController
2026-07-31 12:42:32 UTC | gr01_08_CH_ZUESTA | gr01 | 08_CH | ZUESTA | component | StrictComfortDemandController | temperature_air_heating_in_celsius | 20.5
2026-07-31 12:42:32 UTC | gr01_08_CH_ZUESTA | gr01 | 08_CH | ZUESTA | component | StrictComfortDemandController | temperature_air_cooling_in_celsius | 24
2026-07-31 12:42:32 UTC | gr01_08_CH_ZUESTA | gr01 | 08_CH | ZUESTA | component | StrictComfortDemandController | offset | 0.5
2026-07-31 12:42:32 UTC | gr01_08_CH_ZUESTA | gr01 | 08_CH | ZUESTA | component | StrictComfortDemandController | mode | 2
2026-07-31 12:42:32 UTC | gr01_08_CH_ZUESTA | gr01 | 08_CH | ZUESTA | component | StrictComfortDemandController | use_adaptive_comfort_band | true
2026-07-31 12:42:32 UTC | gr01_08_CH_ZUESTA | gr01 | 08_CH | ZUESTA | component | StrictComfortDemandController | control_strategy | strict_comfort_band_v1
2026-07-31 12:42:32 UTC | gr01_08_CH_ZUESTA | gr01 | 08_CH | ZUESTA | component | StrictComfortDemandController | comfort_band_inner_offset_in_celsius | 0.5
2026-07-31 12:42:32 UTC | gr01_08_CH_ZUESTA | gr01 | 08_CH | ZUESTA | component | StrictComfortDemandController | comfort_band_inner_offset_lower_in_celsius | 1
2026-07-31 12:42:32 UTC | gr01_08_CH_ZUESTA | gr01 | 08_CH | ZUESTA | component | StrictComfortDemandController | comfort_band_inner_offset_upper_in_celsius | 0.5
2026-07-31 12:42:32 UTC | gr01_08_CH_ZUESTA | gr01 | 08_CH | ZUESTA | component | StrictComfortDemandController | heating_disabled_above_running_mean_outdoor_temperature_in_celsius | 18
2026-07-31 12:42:32 UTC | gr01_08_CH_ZUESTA | gr01 | 08_CH | ZUESTA | component | StrictComfortDemandController | cooling_enabled_above_running_mean_outdoor_temperature_in_celsius | 99
2026-07-31 12:42:32 UTC | gr01_08_CH_ZUESTA | gr01 | 08_CH | ZUESTA | component | ComfortBandHeatingDemand | building_name | BUI1
2026-07-31 12:42:32 UTC | gr01_08_CH_ZUESTA | gr01 | 08_CH | ZUESTA | component | ComfortBandHeatingDemand | name | ComfortBandHeatingDemand
2026-07-31 12:42:32 UTC | gr01_08_CH_ZUESTA | gr01 | 08_CH | ZUESTA | component | ComfortBandHeatingDemand | max_heating_power_in_watt | 5754.87
2026-07-31 12:42:32 UTC | gr01_08_CH_ZUESTA | gr01 | 08_CH | ZUESTA | component | ComfortBandHeatingDemand | proportional_gain_in_watt_per_kelvin | 11509.7
2026-07-31 12:42:32 UTC | gr01_08_CH_ZUESTA | gr01 | 08_CH | ZUESTA | component | StrictComfortSetpointModifier | building_name | BUI1
2026-07-31 12:42:32 UTC | gr01_08_CH_ZUESTA | gr01 | 08_CH | ZUESTA | component | StrictComfortSetpointModifier | name | StrictComfortSetpointModifier
2026-07-31 12:42:32 UTC | gr01_08_CH_ZUESTA | gr01 | 08_CH | ZUESTA | component | StrictComfortSetpointModifier | base_heating_setpoint_in_celsius | 20.5
2026-07-31 12:42:32 UTC | gr01_08_CH_ZUESTA | gr01 | 08_CH | ZUESTA | component | StrictComfortSetpointModifier | recovery_gain | 5
2026-07-31 12:42:32 UTC | gr01_08_CH_ZUESTA | gr01 | 08_CH | ZUESTA | component | StrictComfortSetpointModifier | max_recovery_boost_in_celsius | 5
2026-07-31 12:42:32 UTC | gr01_08_CH_ZUESTA | gr01 | 08_CH | ZUESTA | component | StrictComfortSetpointModifier | clamp_min_modifier_in_celsius
2026-07-31 12:42:32 UTC | gr01_08_CH_ZUESTA | gr01 | 08_CH | ZUESTA | component | StrictComfortSetpointModifier | clamp_max_modifier_in_celsius | 15
2026-07-31 12:42:32 UTC | gr01_08_CH_ZUESTA | gr01 | 08_CH | ZUESTA | component | HeatDistributionController | building_name | BUI1
2026-07-31 12:42:32 UTC | gr01_08_CH_ZUESTA | gr01 | 08_CH | ZUESTA | component | HeatDistributionController | name | HeatDistributionController
2026-07-31 12:42:32 UTC | gr01_08_CH_ZUESTA | gr01 | 08_CH | ZUESTA | component | HeatDistributionController | heating_system | HeatDistributionSystemType.FLOORHEATING
2026-07-31 12:42:32 UTC | gr01_08_CH_ZUESTA | gr01 | 08_CH | ZUESTA | component | HeatDistributionController | set_heating_threshold_outside_temperature_in_celsius | 16
2026-07-31 12:42:32 UTC | gr01_08_CH_ZUESTA | gr01 | 08_CH | ZUESTA | component | HeatDistributionController | heating_reference_temperature_in_celsius | -8
2026-07-31 12:42:32 UTC | gr01_08_CH_ZUESTA | gr01 | 08_CH | ZUESTA | component | HeatDistributionController | set_heating_temperature_for_building_in_celsius | 20.5
2026-07-31 12:42:32 UTC | gr01_08_CH_ZUESTA | gr01 | 08_CH | ZUESTA | component | HeatDistributionController | set_cooling_temperature_for_building_in_celsius | 99
2026-07-31 12:42:32 UTC | gr01_08_CH_ZUESTA | gr01 | 08_CH | ZUESTA | component | HeatDistributionController | heating_load_of_building_in_watt | 5754.87
2026-07-31 12:42:32 UTC | gr01_08_CH_ZUESTA | gr01 | 08_CH | ZUESTA | heat_distribution | HeatDistributionSystem | absolute_conditioned_floor_area_in_m2 | 201
2026-07-31 12:42:32 UTC | gr01_08_CH_ZUESTA | gr01 | 08_CH | ZUESTA | thermal_storage | SimpleHotWaterStorage | volume_heating_water_storage_in_liter | 287.7
2026-07-31 12:42:32 UTC | gr01_08_CH_ZUESTA | gr01 | 08_CH | ZUESTA | component | BufferRemainingCapacity60C | building_name | BUI1
2026-07-31 12:42:32 UTC | gr01_08_CH_ZUESTA | gr01 | 08_CH | ZUESTA | component | BufferRemainingCapacity60C | name | BufferRemainingCapacity60C
2026-07-31 12:42:32 UTC | gr01_08_CH_ZUESTA | gr01 | 08_CH | ZUESTA | component | BufferRemainingCapacity60C | volume_heating_water_storage_in_liter | 287.7
2026-07-31 12:42:32 UTC | gr01_08_CH_ZUESTA | gr01 | 08_CH | ZUESTA | component | BufferRemainingCapacity60C | max_temperature_in_celsius | 6
2026-07-31 12:42:32 UTC | gr01_08_CH_ZUESTA | gr01 | 08_CH | ZUESTA | component | BufferRemainingCapacity60C | water_density_kg_per_liter | 0.992
2026-07-31 12:42:32 UTC | gr01_08_CH_ZUESTA | gr01 | 08_CH | ZUESTA | component | BufferRemainingCapacity60C | water_specific_heat_capacity_j_per_kg_per_k | 4180
2026-07-31 12:42:32 UTC | gr01_08_CH_ZUESTA | gr01 | 08_CH | ZUESTA | component | DistrictHeatingController | building_name | BUI1
2026-07-31 12:42:32 UTC | gr01_08_CH_ZUESTA | gr01 | 08_CH | ZUESTA | component | DistrictHeatingController | name | DistrictHeatingController
2026-07-31 12:42:32 UTC | gr01_08_CH_ZUESTA | gr01 | 08_CH | ZUESTA | component | DistrictHeatingController | set_heating_threshold_outside_temperature_in_celsius | 16
2026-07-31 12:42:32 UTC | gr01_08_CH_ZUESTA | gr01 | 08_CH | ZUESTA | component | DistrictHeatingController | with_domestic_hot_water_preparation | true
2026-07-31 12:42:32 UTC | gr01_08_CH_ZUESTA | gr01 | 08_CH | ZUESTA | component | DistrictHeatingController | hysteresis_water_temperature_offset | 15
2026-07-31 12:42:32 UTC | gr01_08_CH_ZUESTA | gr01 | 08_CH | ZUESTA | component | DistrictHeatingController | parallel_space_heating_and_dhw_option | true
2026-07-31 12:42:32 UTC | gr01_08_CH_ZUESTA | gr01 | 08_CH | ZUESTA | heat_generator | DistrictHeating | connected_load_w | 4100
2026-07-31 12:42:32 UTC | gr01_08_CH_ZUESTA | gr01 | 08_CH | ZUESTA | component | FuelMeter | building_name | BUI1
2026-07-31 12:42:32 UTC | gr01_08_CH_ZUESTA | gr01 | 08_CH | ZUESTA | component | FuelMeter | name | FuelMeter
2026-07-31 12:42:32 UTC | gr01_08_CH_ZUESTA | gr01 | 08_CH | ZUESTA | component | FuelMeter | fuel_loadtype | LoadTypes.DISTRICTHEATING
2026-07-31 12:42:32 UTC | gr01_08_CH_ZUESTA | gr01 | 08_CH | ZUESTA | component | FuelMeter | heating_value_of_fuel_in_kwh_per_liter | 9.82
2026-07-31 12:42:32 UTC | gr01_08_CH_ZUESTA | gr01 | 08_CH | ZUESTA | component | FuelMeter | fuel_density_in_kg_per_m3 | 83
2026-07-31 12:42:32 UTC | gr01_08_CH_ZUESTA | gr01 | 08_CH | ZUESTA | component | HeatGeneratorTotalThermalPower | building_name | BUI1
2026-07-31 12:42:32 UTC | gr01_08_CH_ZUESTA | gr01 | 08_CH | ZUESTA | component | HeatGeneratorTotalThermalPower | name | HeatGeneratorTotalThermalPower
2026-07-31 12:42:32 UTC | gr01_08_CH_ZUESTA | gr01 | 08_CH | ZUESTA | component | HeatGeneratorTotalThermalPower | loadtype | LoadTypes.ANY
2026-07-31 12:42:32 UTC | gr01_08_CH_ZUESTA | gr01 | 08_CH | ZUESTA | component | HeatGeneratorTotalThermalPower | unit | Units.WATT
2026-07-31 12:42:32 UTC | gr01_08_CH_ZUESTA | gr01 | 08_CH | ZUESTA | component | HeatGeneratorPlantDhwThermalPower | building_name | BUI1
2026-07-31 12:42:32 UTC | gr01_08_CH_ZUESTA | gr01 | 08_CH | ZUESTA | component | HeatGeneratorPlantDhwThermalPower | name | HeatGeneratorPlantDhwThermalPower
2026-07-31 12:42:32 UTC | gr01_08_CH_ZUESTA | gr01 | 08_CH | ZUESTA | component | HeatGeneratorPlantDhwThermalPower | loadtype | LoadTypes.ANY
2026-07-31 12:42:32 UTC | gr01_08_CH_ZUESTA | gr01 | 08_CH | ZUESTA | component | HeatGeneratorPlantDhwThermalPower | unit | Units.WATT
2026-07-31 12:42:32 UTC | gr01_08_CH_ZUESTA | gr01 | 08_CH | ZUESTA | component | SolarDhwThermalPower | building_name | BUI1
2026-07-31 12:42:32 UTC | gr01_08_CH_ZUESTA | gr01 | 08_CH | ZUESTA | component | SolarDhwThermalPower | name | SolarDhwThermalPower
2026-07-31 12:42:32 UTC | gr01_08_CH_ZUESTA | gr01 | 08_CH | ZUESTA | component | SolarDhwThermalPower | value_watt
2026-07-31 12:42:32 UTC | gr01_08_CH_ZUESTA | gr01 | 08_CH | ZUESTA | component | SolarDhwThermalPower | loadtype | LoadTypes.ANY
2026-07-31 12:42:32 UTC | gr01_08_CH_ZUESTA | gr01 | 08_CH | ZUESTA | component | SolarDhwThermalPower | unit | Units.WATT
2026-07-31 12:42:32 UTC | gr01_08_CH_ZUESTA | gr01 | 08_CH | ZUESTA | component | FlexibilityPotential | building_name | BUI1
2026-07-31 12:42:32 UTC | gr01_08_CH_ZUESTA | gr01 | 08_CH | ZUESTA | component | FlexibilityPotential | name | FlexibilityPotential
2026-07-31 12:42:32 UTC | gr01_08_CH_ZUESTA | gr01 | 08_CH | ZUESTA | component | FlexibilityPotential | fallback_heating_cop | 1
2026-07-31 12:42:32 UTC | gr01_08_CH_ZUESTA | gr01 | 08_CH | ZUESTA | component | FlexibilityPotential | fallback_cooling_eer
2026-07-31 12:42:32 UTC | gr01_09_CH_ZUESTA | gr01 | 09_CH | ZUESTA | simulation | SimulationParameters | year | 2050
2026-07-31 12:42:32 UTC | gr01_09_CH_ZUESTA | gr01 | 09_CH | ZUESTA | simulation | SimulationParameters | seconds_per_timestep | 9 | s
2026-07-31 12:42:32 UTC | gr01_09_CH_ZUESTA | gr01 | 09_CH | ZUESTA | simulation | SimulationParameters | country | CH
2026-07-31 12:42:32 UTC | gr01_09_CH_ZUESTA | gr01 | 09_CH | ZUESTA | cli | cli_overrides | ARCH | 09_CH
2026-07-31 12:42:32 UTC | gr01_09_CH_ZUESTA | gr01 | 09_CH | ZUESTA | cli | cli_overrides | WEATHER | ZUESTA
2026-07-31 12:42:32 UTC | gr01_09_CH_ZUESTA | gr01 | 09_CH | ZUESTA | cli | cli_overrides | TIME_HORIZON | future
2026-07-31 12:42:32 UTC | gr01_09_CH_ZUESTA | gr01 | 09_CH | ZUESTA | cli | cli_overrides | SCENARIO | none
2026-07-31 12:42:32 UTC | gr01_09_CH_ZUESTA | gr01 | 09_CH | ZUESTA | cli | cli_overrides | OCC | SIA2024
2026-07-31 12:42:32 UTC | gr01_09_CH_ZUESTA | gr01 | 09_CH | ZUESTA | cli | cli_overrides | HEATGEN_SIZING | IDEAL_LOOKUP
2026-07-31 12:42:32 UTC | gr01_09_CH_ZUESTA | gr01 | 09_CH | ZUESTA | cli | cli_overrides | HP_SHARE_OF_IDEAL | 0.8
2026-07-31 12:42:32 UTC | gr01_09_CH_ZUESTA | gr01 | 09_CH | ZUESTA | internal_loads | SIA2024Occupancy | conditioned_floor_area_in_m2 | 206
2026-07-31 12:42:32 UTC | gr01_09_CH_ZUESTA | gr01 | 09_CH | ZUESTA | internal_loads | SIA2024Occupancy | appliances_load_w_per_m2 | 1
2026-07-31 12:42:32 UTC | gr01_09_CH_ZUESTA | gr01 | 09_CH | ZUESTA | internal_loads | SIA2024Occupancy | lighting_load_w_per_m2 | 3
2026-07-31 12:42:32 UTC | gr01_09_CH_ZUESTA | gr01 | 09_CH | ZUESTA | internal_loads | SIA2024Occupancy | lighting_annual_full_load_hours | 846
2026-07-31 12:42:32 UTC | gr01_09_CH_ZUESTA | gr01 | 09_CH | ZUESTA | internal_loads | SIA2024Occupancy | appliances_yearly_utilization_per_month | 0.7995
2026-07-31 12:42:32 UTC | gr01_09_CH_ZUESTA | gr01 | 09_CH | ZUESTA | weather | Weather | source_path | C:\Users\het\HiSim\hisim\inputs\weather\custom_csv\Zurich\NABZUE_2060_RCP85_DRY.csv
2026-07-31 12:42:32 UTC | gr01_09_CH_ZUESTA | gr01 | 09_CH | ZUESTA | weather | Weather | location | Zurich
2026-07-31 12:42:32 UTC | gr01_09_CH_ZUESTA | gr01 | 09_CH | ZUESTA | weather | Weather | name | Weather
2026-07-31 12:42:32 UTC | gr01_09_CH_ZUESTA | gr01 | 09_CH | ZUESTA | component | ElectricityMeter | building_name | BUI1
2026-07-31 12:42:32 UTC | gr01_09_CH_ZUESTA | gr01 | 09_CH | ZUESTA | component | ElectricityMeter | name | ElectricityMeter
2026-07-31 12:42:32 UTC | gr01_09_CH_ZUESTA | gr01 | 09_CH | ZUESTA | building | Building | building_name | 2011_2019
2026-07-31 12:42:32 UTC | gr01_09_CH_ZUESTA | gr01 | 09_CH | ZUESTA | building | Building | building_code | AT.N.SFH.08.Gen.ReEx.001.002
2026-07-31 12:42:32 UTC | gr01_09_CH_ZUESTA | gr01 | 09_CH | ZUESTA | building | Building | building_heat_capacity_class | heavy
2026-07-31 12:42:32 UTC | gr01_09_CH_ZUESTA | gr01 | 09_CH | ZUESTA | building | Building | absolute_conditioned_floor_area_in_m2 | 206
2026-07-31 12:42:32 UTC | gr01_09_CH_ZUESTA | gr01 | 09_CH | ZUESTA | building | Building | heating_reference_temperature_in_celsius | -8
2026-07-31 12:42:32 UTC | gr01_09_CH_ZUESTA | gr01 | 09_CH | ZUESTA | building | Building | floor_u_value_in_watt_per_m2_per_kelvin | 0.21
2026-07-31 12:42:32 UTC | gr01_09_CH_ZUESTA | gr01 | 09_CH | ZUESTA | building | Building | floor_area_in_m2 | 93.9
2026-07-31 12:42:32 UTC | gr01_09_CH_ZUESTA | gr01 | 09_CH | ZUESTA | building | Building | facade_u_value_in_watt_per_m2_per_kelvin | 0.17
2026-07-31 12:42:32 UTC | gr01_09_CH_ZUESTA | gr01 | 09_CH | ZUESTA | building | Building | facade_area_in_m2 | 180.6
2026-07-31 12:42:32 UTC | gr01_09_CH_ZUESTA | gr01 | 09_CH | ZUESTA | building | Building | roof_u_value_in_watt_per_m2_per_kelvin | 0.17
2026-07-31 12:42:32 UTC | gr01_09_CH_ZUESTA | gr01 | 09_CH | ZUESTA | building | Building | roof_area_in_m2 | 100.3
2026-07-31 12:42:32 UTC | gr01_09_CH_ZUESTA | gr01 | 09_CH | ZUESTA | building | Building | window_u_value_in_watt_per_m2_per_kelvin | 1
2026-07-31 12:42:32 UTC | gr01_09_CH_ZUESTA | gr01 | 09_CH | ZUESTA | building | Building | window_area_in_m2 | 37.3
2026-07-31 12:42:32 UTC | gr01_09_CH_ZUESTA | gr01 | 09_CH | ZUESTA | building | Building | door_u_value_in_watt_per_m2_per_kelvin
2026-07-31 12:42:32 UTC | gr01_09_CH_ZUESTA | gr01 | 09_CH | ZUESTA | building | Building | door_area_in_m2
2026-07-31 12:42:32 UTC | gr01_09_CH_ZUESTA | gr01 | 09_CH | ZUESTA | building | Building | set_heating_temperature_in_celsius | 20.5
2026-07-31 12:42:32 UTC | gr01_09_CH_ZUESTA | gr01 | 09_CH | ZUESTA | building | Building | set_cooling_temperature_in_celsius | 99
2026-07-31 12:42:32 UTC | gr01_09_CH_ZUESTA | gr01 | 09_CH | ZUESTA | building | Building | natural_ventilation_m3_per_h_per_person | 29
2026-07-31 12:42:32 UTC | gr01_09_CH_ZUESTA | gr01 | 09_CH | ZUESTA | building | Building | sia_natural_ventilation_m3_per_h_per_m2 | 0.6
2026-07-31 12:42:32 UTC | gr01_09_CH_ZUESTA | gr01 | 09_CH | ZUESTA | building | Building | swiss_infiltration_rate_per_h | 0.15
2026-07-31 12:42:32 UTC | gr01_09_CH_ZUESTA | gr01 | 09_CH | ZUESTA | building | Building | heating_demand_mode | iso13790
2026-07-31 12:42:32 UTC | gr01_09_CH_ZUESTA | gr01 | 09_CH | ZUESTA | building | Building | operative_heating_proportional_band_in_celsius | 1
2026-07-31 12:42:32 UTC | gr01_09_CH_ZUESTA | gr01 | 09_CH | ZUESTA | building | Building | operative_heating_proportional_gain | 1
2026-07-31 12:42:32 UTC | gr01_09_CH_ZUESTA | gr01 | 09_CH | ZUESTA | building | Building | control_comfort_lower_bound_shift_in_celsius
2026-07-31 12:42:32 UTC | gr01_09_CH_ZUESTA | gr01 | 09_CH | ZUESTA | building | Building | comfort_aware_seasonal_heating_gate | true
2026-07-31 12:42:32 UTC | gr01_09_CH_ZUESTA | gr01 | 09_CH | ZUESTA | component | StrictComfortDemandController | building_name | BUI1
2026-07-31 12:42:32 UTC | gr01_09_CH_ZUESTA | gr01 | 09_CH | ZUESTA | component | StrictComfortDemandController | name | StrictComfortDemandController
2026-07-31 12:42:32 UTC | gr01_09_CH_ZUESTA | gr01 | 09_CH | ZUESTA | component | StrictComfortDemandController | temperature_air_heating_in_celsius | 20.5
2026-07-31 12:42:32 UTC | gr01_09_CH_ZUESTA | gr01 | 09_CH | ZUESTA | component | StrictComfortDemandController | temperature_air_cooling_in_celsius | 24
2026-07-31 12:42:32 UTC | gr01_09_CH_ZUESTA | gr01 | 09_CH | ZUESTA | component | StrictComfortDemandController | offset | 0.5
2026-07-31 12:42:32 UTC | gr01_09_CH_ZUESTA | gr01 | 09_CH | ZUESTA | component | StrictComfortDemandController | mode | 2
2026-07-31 12:42:32 UTC | gr01_09_CH_ZUESTA | gr01 | 09_CH | ZUESTA | component | StrictComfortDemandController | use_adaptive_comfort_band | true
2026-07-31 12:42:32 UTC | gr01_09_CH_ZUESTA | gr01 | 09_CH | ZUESTA | component | StrictComfortDemandController | control_strategy | strict_comfort_band_v1
2026-07-31 12:42:32 UTC | gr01_09_CH_ZUESTA | gr01 | 09_CH | ZUESTA | component | StrictComfortDemandController | comfort_band_inner_offset_in_celsius | 0.5
2026-07-31 12:42:32 UTC | gr01_09_CH_ZUESTA | gr01 | 09_CH | ZUESTA | component | StrictComfortDemandController | comfort_band_inner_offset_lower_in_celsius | 1
2026-07-31 12:42:32 UTC | gr01_09_CH_ZUESTA | gr01 | 09_CH | ZUESTA | component | StrictComfortDemandController | comfort_band_inner_offset_upper_in_celsius | 0.5
2026-07-31 12:42:32 UTC | gr01_09_CH_ZUESTA | gr01 | 09_CH | ZUESTA | component | StrictComfortDemandController | heating_disabled_above_running_mean_outdoor_temperature_in_celsius | 18
2026-07-31 12:42:32 UTC | gr01_09_CH_ZUESTA | gr01 | 09_CH | ZUESTA | component | StrictComfortDemandController | cooling_enabled_above_running_mean_outdoor_temperature_in_celsius | 99
2026-07-31 12:42:32 UTC | gr01_09_CH_ZUESTA | gr01 | 09_CH | ZUESTA | component | ComfortBandHeatingDemand | building_name | BUI1
2026-07-31 12:42:32 UTC | gr01_09_CH_ZUESTA | gr01 | 09_CH | ZUESTA | component | ComfortBandHeatingDemand | name | ComfortBandHeatingDemand
2026-07-31 12:42:32 UTC | gr01_09_CH_ZUESTA | gr01 | 09_CH | ZUESTA | component | ComfortBandHeatingDemand | max_heating_power_in_watt | 4948.09
2026-07-31 12:42:32 UTC | gr01_09_CH_ZUESTA | gr01 | 09_CH | ZUESTA | component | ComfortBandHeatingDemand | proportional_gain_in_watt_per_kelvin | 9896.18
2026-07-31 12:42:32 UTC | gr01_09_CH_ZUESTA | gr01 | 09_CH | ZUESTA | component | StrictComfortSetpointModifier | building_name | BUI1
2026-07-31 12:42:32 UTC | gr01_09_CH_ZUESTA | gr01 | 09_CH | ZUESTA | component | StrictComfortSetpointModifier | name | StrictComfortSetpointModifier
2026-07-31 12:42:32 UTC | gr01_09_CH_ZUESTA | gr01 | 09_CH | ZUESTA | component | StrictComfortSetpointModifier | base_heating_setpoint_in_celsius | 20.5
2026-07-31 12:42:32 UTC | gr01_09_CH_ZUESTA | gr01 | 09_CH | ZUESTA | component | StrictComfortSetpointModifier | recovery_gain | 5
2026-07-31 12:42:32 UTC | gr01_09_CH_ZUESTA | gr01 | 09_CH | ZUESTA | component | StrictComfortSetpointModifier | max_recovery_boost_in_celsius | 5
2026-07-31 12:42:32 UTC | gr01_09_CH_ZUESTA | gr01 | 09_CH | ZUESTA | component | StrictComfortSetpointModifier | clamp_min_modifier_in_celsius
2026-07-31 12:42:32 UTC | gr01_09_CH_ZUESTA | gr01 | 09_CH | ZUESTA | component | StrictComfortSetpointModifier | clamp_max_modifier_in_celsius | 15
2026-07-31 12:42:32 UTC | gr01_09_CH_ZUESTA | gr01 | 09_CH | ZUESTA | component | HeatDistributionController | building_name | BUI1
2026-07-31 12:42:32 UTC | gr01_09_CH_ZUESTA | gr01 | 09_CH | ZUESTA | component | HeatDistributionController | name | HeatDistributionController
2026-07-31 12:42:32 UTC | gr01_09_CH_ZUESTA | gr01 | 09_CH | ZUESTA | component | HeatDistributionController | heating_system | HeatDistributionSystemType.FLOORHEATING
2026-07-31 12:42:32 UTC | gr01_09_CH_ZUESTA | gr01 | 09_CH | ZUESTA | component | HeatDistributionController | set_heating_threshold_outside_temperature_in_celsius | 16
2026-07-31 12:42:32 UTC | gr01_09_CH_ZUESTA | gr01 | 09_CH | ZUESTA | component | HeatDistributionController | heating_reference_temperature_in_celsius | -8
2026-07-31 12:42:32 UTC | gr01_09_CH_ZUESTA | gr01 | 09_CH | ZUESTA | component | HeatDistributionController | set_heating_temperature_for_building_in_celsius | 20.5
2026-07-31 12:42:32 UTC | gr01_09_CH_ZUESTA | gr01 | 09_CH | ZUESTA | component | HeatDistributionController | set_cooling_temperature_for_building_in_celsius | 99
2026-07-31 12:42:32 UTC | gr01_09_CH_ZUESTA | gr01 | 09_CH | ZUESTA | component | HeatDistributionController | heating_load_of_building_in_watt | 4948.09
2026-07-31 12:42:32 UTC | gr01_09_CH_ZUESTA | gr01 | 09_CH | ZUESTA | heat_distribution | HeatDistributionSystem | absolute_conditioned_floor_area_in_m2 | 206
2026-07-31 12:42:32 UTC | gr01_09_CH_ZUESTA | gr01 | 09_CH | ZUESTA | thermal_storage | SimpleHotWaterStorage | volume_heating_water_storage_in_liter | 247.4
2026-07-31 12:42:32 UTC | gr01_09_CH_ZUESTA | gr01 | 09_CH | ZUESTA | component | BufferRemainingCapacity60C | building_name | BUI1
2026-07-31 12:42:32 UTC | gr01_09_CH_ZUESTA | gr01 | 09_CH | ZUESTA | component | BufferRemainingCapacity60C | name | BufferRemainingCapacity60C
2026-07-31 12:42:32 UTC | gr01_09_CH_ZUESTA | gr01 | 09_CH | ZUESTA | component | BufferRemainingCapacity60C | volume_heating_water_storage_in_liter | 247.4
2026-07-31 12:42:32 UTC | gr01_09_CH_ZUESTA | gr01 | 09_CH | ZUESTA | component | BufferRemainingCapacity60C | max_temperature_in_celsius | 6
2026-07-31 12:42:32 UTC | gr01_09_CH_ZUESTA | gr01 | 09_CH | ZUESTA | component | BufferRemainingCapacity60C | water_density_kg_per_liter | 0.992
2026-07-31 12:42:32 UTC | gr01_09_CH_ZUESTA | gr01 | 09_CH | ZUESTA | component | BufferRemainingCapacity60C | water_specific_heat_capacity_j_per_kg_per_k | 4180
2026-07-31 12:42:32 UTC | gr01_09_CH_ZUESTA | gr01 | 09_CH | ZUESTA | component | DistrictHeatingController | building_name | BUI1
2026-07-31 12:42:32 UTC | gr01_09_CH_ZUESTA | gr01 | 09_CH | ZUESTA | component | DistrictHeatingController | name | DistrictHeatingController
2026-07-31 12:42:32 UTC | gr01_09_CH_ZUESTA | gr01 | 09_CH | ZUESTA | component | DistrictHeatingController | set_heating_threshold_outside_temperature_in_celsius | 16
2026-07-31 12:42:32 UTC | gr01_09_CH_ZUESTA | gr01 | 09_CH | ZUESTA | component | DistrictHeatingController | with_domestic_hot_water_preparation | true
2026-07-31 12:42:32 UTC | gr01_09_CH_ZUESTA | gr01 | 09_CH | ZUESTA | component | DistrictHeatingController | hysteresis_water_temperature_offset | 15
2026-07-31 12:42:32 UTC | gr01_09_CH_ZUESTA | gr01 | 09_CH | ZUESTA | component | DistrictHeatingController | parallel_space_heating_and_dhw_option | true
2026-07-31 12:42:32 UTC | gr01_09_CH_ZUESTA | gr01 | 09_CH | ZUESTA | heat_generator | DistrictHeating | connected_load_w | 2630
2026-07-31 12:42:32 UTC | gr01_09_CH_ZUESTA | gr01 | 09_CH | ZUESTA | component | FuelMeter | building_name | BUI1
2026-07-31 12:42:32 UTC | gr01_09_CH_ZUESTA | gr01 | 09_CH | ZUESTA | component | FuelMeter | name | FuelMeter
2026-07-31 12:42:32 UTC | gr01_09_CH_ZUESTA | gr01 | 09_CH | ZUESTA | component | FuelMeter | fuel_loadtype | LoadTypes.DISTRICTHEATING
2026-07-31 12:42:32 UTC | gr01_09_CH_ZUESTA | gr01 | 09_CH | ZUESTA | component | FuelMeter | heating_value_of_fuel_in_kwh_per_liter | 9.82
2026-07-31 12:42:32 UTC | gr01_09_CH_ZUESTA | gr01 | 09_CH | ZUESTA | component | FuelMeter | fuel_density_in_kg_per_m3 | 83
2026-07-31 12:42:32 UTC | gr01_09_CH_ZUESTA | gr01 | 09_CH | ZUESTA | component | HeatGeneratorTotalThermalPower | building_name | BUI1
2026-07-31 12:42:32 UTC | gr01_09_CH_ZUESTA | gr01 | 09_CH | ZUESTA | component | HeatGeneratorTotalThermalPower | name | HeatGeneratorTotalThermalPower
2026-07-31 12:42:32 UTC | gr01_09_CH_ZUESTA | gr01 | 09_CH | ZUESTA | component | HeatGeneratorTotalThermalPower | loadtype | LoadTypes.ANY
2026-07-31 12:42:32 UTC | gr01_09_CH_ZUESTA | gr01 | 09_CH | ZUESTA | component | HeatGeneratorTotalThermalPower | unit | Units.WATT
2026-07-31 12:42:32 UTC | gr01_09_CH_ZUESTA | gr01 | 09_CH | ZUESTA | component | HeatGeneratorPlantDhwThermalPower | building_name | BUI1
2026-07-31 12:42:32 UTC | gr01_09_CH_ZUESTA | gr01 | 09_CH | ZUESTA | component | HeatGeneratorPlantDhwThermalPower | name | HeatGeneratorPlantDhwThermalPower
2026-07-31 12:42:32 UTC | gr01_09_CH_ZUESTA | gr01 | 09_CH | ZUESTA | component | HeatGeneratorPlantDhwThermalPower | loadtype | LoadTypes.ANY
2026-07-31 12:42:32 UTC | gr01_09_CH_ZUESTA | gr01 | 09_CH | ZUESTA | component | HeatGeneratorPlantDhwThermalPower | unit | Units.WATT
2026-07-31 12:42:32 UTC | gr01_09_CH_ZUESTA | gr01 | 09_CH | ZUESTA | component | SolarDhwThermalPower | building_name | BUI1
2026-07-31 12:42:32 UTC | gr01_09_CH_ZUESTA | gr01 | 09_CH | ZUESTA | component | SolarDhwThermalPower | name | SolarDhwThermalPower
2026-07-31 12:42:32 UTC | gr01_09_CH_ZUESTA | gr01 | 09_CH | ZUESTA | component | SolarDhwThermalPower | value_watt
2026-07-31 12:42:32 UTC | gr01_09_CH_ZUESTA | gr01 | 09_CH | ZUESTA | component | SolarDhwThermalPower | loadtype | LoadTypes.ANY
2026-07-31 12:42:32 UTC | gr01_09_CH_ZUESTA | gr01 | 09_CH | ZUESTA | component | SolarDhwThermalPower | unit | Units.WATT
2026-07-31 12:42:32 UTC | gr01_09_CH_ZUESTA | gr01 | 09_CH | ZUESTA | component | FlexibilityPotential | building_name | BUI1
2026-07-31 12:42:32 UTC | gr01_09_CH_ZUESTA | gr01 | 09_CH | ZUESTA | component | FlexibilityPotential | name | FlexibilityPotential
2026-07-31 12:42:32 UTC | gr01_09_CH_ZUESTA | gr01 | 09_CH | ZUESTA | component | FlexibilityPotential | fallback_heating_cop | 1
2026-07-31 12:42:32 UTC | gr01_09_CH_ZUESTA | gr01 | 09_CH | ZUESTA | component | FlexibilityPotential | fallback_cooling_eer
2026-07-31 12:42:32 UTC | gr02_01_CH_ZUESTA | gr02 | 01_CH | ZUESTA | simulation | SimulationParameters | year | 2050
2026-07-31 12:42:32 UTC | gr02_01_CH_ZUESTA | gr02 | 01_CH | ZUESTA | simulation | SimulationParameters | seconds_per_timestep | 9 | s
2026-07-31 12:42:32 UTC | gr02_01_CH_ZUESTA | gr02 | 01_CH | ZUESTA | simulation | SimulationParameters | country | CH
2026-07-31 12:42:32 UTC | gr02_01_CH_ZUESTA | gr02 | 01_CH | ZUESTA | cli | cli_overrides | ARCH | 01_CH
2026-07-31 12:42:32 UTC | gr02_01_CH_ZUESTA | gr02 | 01_CH | ZUESTA | cli | cli_overrides | WEATHER | ZUESTA
2026-07-31 12:42:32 UTC | gr02_01_CH_ZUESTA | gr02 | 01_CH | ZUESTA | cli | cli_overrides | TIME_HORIZON | future
2026-07-31 12:42:32 UTC | gr02_01_CH_ZUESTA | gr02 | 01_CH | ZUESTA | cli | cli_overrides | SCENARIO | none
2026-07-31 12:42:32 UTC | gr02_01_CH_ZUESTA | gr02 | 01_CH | ZUESTA | cli | cli_overrides | OCC | SIA2024
2026-07-31 12:42:32 UTC | gr02_01_CH_ZUESTA | gr02 | 01_CH | ZUESTA | cli | cli_overrides | HEATGEN_SIZING | IDEAL_LOOKUP
2026-07-31 12:42:32 UTC | gr02_01_CH_ZUESTA | gr02 | 01_CH | ZUESTA | cli | cli_overrides | HP_SHARE_OF_IDEAL | 0.8
2026-07-31 12:42:32 UTC | gr02_01_CH_ZUESTA | gr02 | 01_CH | ZUESTA | internal_loads | SIA2024Occupancy | conditioned_floor_area_in_m2 | 223
2026-07-31 12:42:32 UTC | gr02_01_CH_ZUESTA | gr02 | 01_CH | ZUESTA | internal_loads | SIA2024Occupancy | appliances_load_w_per_m2 | 1
2026-07-31 12:42:32 UTC | gr02_01_CH_ZUESTA | gr02 | 01_CH | ZUESTA | internal_loads | SIA2024Occupancy | lighting_load_w_per_m2 | 3
2026-07-31 12:42:32 UTC | gr02_01_CH_ZUESTA | gr02 | 01_CH | ZUESTA | internal_loads | SIA2024Occupancy | lighting_annual_full_load_hours | 846
2026-07-31 12:42:32 UTC | gr02_01_CH_ZUESTA | gr02 | 01_CH | ZUESTA | internal_loads | SIA2024Occupancy | appliances_yearly_utilization_per_month | 0.7995
2026-07-31 12:42:32 UTC | gr02_01_CH_ZUESTA | gr02 | 01_CH | ZUESTA | weather | Weather | source_path | C:\Users\het\HiSim\hisim\inputs\weather\custom_csv\Zurich\NABZUE_2060_RCP85_DRY.csv
2026-07-31 12:42:32 UTC | gr02_01_CH_ZUESTA | gr02 | 01_CH | ZUESTA | weather | Weather | location | Zurich
2026-07-31 12:42:32 UTC | gr02_01_CH_ZUESTA | gr02 | 01_CH | ZUESTA | weather | Weather | name | Weather
2026-07-31 12:42:32 UTC | gr02_01_CH_ZUESTA | gr02 | 01_CH | ZUESTA | component | ElectricityMeter | building_name | BUI1
2026-07-31 12:42:32 UTC | gr02_01_CH_ZUESTA | gr02 | 01_CH | ZUESTA | component | ElectricityMeter | name | ElectricityMeter
2026-07-31 12:42:32 UTC | gr02_01_CH_ZUESTA | gr02 | 01_CH | ZUESTA | building | Building | building_name | 0_1918
2026-07-31 12:42:32 UTC | gr02_01_CH_ZUESTA | gr02 | 01_CH | ZUESTA | building | Building | building_code | AT.N.SFH.01.Gen.ReEx.001.002
2026-07-31 12:42:32 UTC | gr02_01_CH_ZUESTA | gr02 | 01_CH | ZUESTA | building | Building | building_heat_capacity_class | heavy
2026-07-31 12:42:32 UTC | gr02_01_CH_ZUESTA | gr02 | 01_CH | ZUESTA | building | Building | absolute_conditioned_floor_area_in_m2 | 223
2026-07-31 12:42:32 UTC | gr02_01_CH_ZUESTA | gr02 | 01_CH | ZUESTA | building | Building | heating_reference_temperature_in_celsius | -8
2026-07-31 12:42:32 UTC | gr02_01_CH_ZUESTA | gr02 | 01_CH | ZUESTA | building | Building | floor_u_value_in_watt_per_m2_per_kelvin | 0.9
2026-07-31 12:42:32 UTC | gr02_01_CH_ZUESTA | gr02 | 01_CH | ZUESTA | building | Building | floor_area_in_m2 | 95.9
2026-07-31 12:42:32 UTC | gr02_01_CH_ZUESTA | gr02 | 01_CH | ZUESTA | building | Building | facade_u_value_in_watt_per_m2_per_kelvin | 0.81
2026-07-31 12:42:32 UTC | gr02_01_CH_ZUESTA | gr02 | 01_CH | ZUESTA | building | Building | facade_area_in_m2 | 173.6
2026-07-31 12:42:32 UTC | gr02_01_CH_ZUESTA | gr02 | 01_CH | ZUESTA | building | Building | roof_u_value_in_watt_per_m2_per_kelvin | 0.46
2026-07-31 12:42:32 UTC | gr02_01_CH_ZUESTA | gr02 | 01_CH | ZUESTA | building | Building | roof_area_in_m2 | 108.7
2026-07-31 12:42:32 UTC | gr02_01_CH_ZUESTA | gr02 | 01_CH | ZUESTA | building | Building | window_u_value_in_watt_per_m2_per_kelvin | 2
2026-07-31 12:42:32 UTC | gr02_01_CH_ZUESTA | gr02 | 01_CH | ZUESTA | building | Building | window_area_in_m2 | 33.1
2026-07-31 12:42:32 UTC | gr02_01_CH_ZUESTA | gr02 | 01_CH | ZUESTA | building | Building | door_u_value_in_watt_per_m2_per_kelvin
2026-07-31 12:42:32 UTC | gr02_01_CH_ZUESTA | gr02 | 01_CH | ZUESTA | building | Building | door_area_in_m2
2026-07-31 12:42:32 UTC | gr02_01_CH_ZUESTA | gr02 | 01_CH | ZUESTA | building | Building | set_heating_temperature_in_celsius | 20.5
2026-07-31 12:42:32 UTC | gr02_01_CH_ZUESTA | gr02 | 01_CH | ZUESTA | building | Building | set_cooling_temperature_in_celsius | 24
2026-07-31 12:42:32 UTC | gr02_01_CH_ZUESTA | gr02 | 01_CH | ZUESTA | building | Building | natural_ventilation_m3_per_h_per_person | 29
2026-07-31 12:42:32 UTC | gr02_01_CH_ZUESTA | gr02 | 01_CH | ZUESTA | building | Building | sia_natural_ventilation_m3_per_h_per_m2 | 0.6
2026-07-31 12:42:32 UTC | gr02_01_CH_ZUESTA | gr02 | 01_CH | ZUESTA | building | Building | swiss_infiltration_rate_per_h | 0.3
2026-07-31 12:42:32 UTC | gr02_01_CH_ZUESTA | gr02 | 01_CH | ZUESTA | building | Building | heating_demand_mode | iso13790
2026-07-31 12:42:32 UTC | gr02_01_CH_ZUESTA | gr02 | 01_CH | ZUESTA | building | Building | operative_heating_proportional_band_in_celsius | 1
2026-07-31 12:42:32 UTC | gr02_01_CH_ZUESTA | gr02 | 01_CH | ZUESTA | building | Building | operative_heating_proportional_gain | 1
2026-07-31 12:42:32 UTC | gr02_01_CH_ZUESTA | gr02 | 01_CH | ZUESTA | building | Building | control_comfort_lower_bound_shift_in_celsius
2026-07-31 12:42:32 UTC | gr02_01_CH_ZUESTA | gr02 | 01_CH | ZUESTA | building | Building | comfort_aware_seasonal_heating_gate | true
2026-07-31 12:42:32 UTC | gr02_01_CH_ZUESTA | gr02 | 01_CH | ZUESTA | component | StrictComfortDemandController | building_name | BUI1
2026-07-31 12:42:32 UTC | gr02_01_CH_ZUESTA | gr02 | 01_CH | ZUESTA | component | StrictComfortDemandController | name | StrictComfortDemandController
2026-07-31 12:42:32 UTC | gr02_01_CH_ZUESTA | gr02 | 01_CH | ZUESTA | component | StrictComfortDemandController | temperature_air_heating_in_celsius | 20.5
2026-07-31 12:42:32 UTC | gr02_01_CH_ZUESTA | gr02 | 01_CH | ZUESTA | component | StrictComfortDemandController | temperature_air_cooling_in_celsius | 24
2026-07-31 12:42:32 UTC | gr02_01_CH_ZUESTA | gr02 | 01_CH | ZUESTA | component | StrictComfortDemandController | offset | 0.5
2026-07-31 12:42:32 UTC | gr02_01_CH_ZUESTA | gr02 | 01_CH | ZUESTA | component | StrictComfortDemandController | mode | 2
2026-07-31 12:42:32 UTC | gr02_01_CH_ZUESTA | gr02 | 01_CH | ZUESTA | component | StrictComfortDemandController | use_adaptive_comfort_band | true
2026-07-31 12:42:32 UTC | gr02_01_CH_ZUESTA | gr02 | 01_CH | ZUESTA | component | StrictComfortDemandController | control_strategy | strict_comfort_band_v1
2026-07-31 12:42:32 UTC | gr02_01_CH_ZUESTA | gr02 | 01_CH | ZUESTA | component | StrictComfortDemandController | comfort_band_inner_offset_in_celsius | 0.5
2026-07-31 12:42:32 UTC | gr02_01_CH_ZUESTA | gr02 | 01_CH | ZUESTA | component | StrictComfortDemandController | comfort_band_inner_offset_lower_in_celsius | 1
2026-07-31 12:42:32 UTC | gr02_01_CH_ZUESTA | gr02 | 01_CH | ZUESTA | component | StrictComfortDemandController | comfort_band_inner_offset_upper_in_celsius | 0.5
2026-07-31 12:42:32 UTC | gr02_01_CH_ZUESTA | gr02 | 01_CH | ZUESTA | component | StrictComfortDemandController | heating_disabled_above_running_mean_outdoor_temperature_in_celsius | 18
2026-07-31 12:42:32 UTC | gr02_01_CH_ZUESTA | gr02 | 01_CH | ZUESTA | component | StrictComfortDemandController | cooling_enabled_above_running_mean_outdoor_temperature_in_celsius | 22
2026-07-31 12:42:32 UTC | gr02_01_CH_ZUESTA | gr02 | 01_CH | ZUESTA | component | ComfortBandHeatingDemand | building_name | BUI1
2026-07-31 12:42:32 UTC | gr02_01_CH_ZUESTA | gr02 | 01_CH | ZUESTA | component | ComfortBandHeatingDemand | name | ComfortBandHeatingDemand
2026-07-31 12:42:32 UTC | gr02_01_CH_ZUESTA | gr02 | 01_CH | ZUESTA | component | ComfortBandHeatingDemand | max_heating_power_in_watt | 12075
2026-07-31 12:42:32 UTC | gr02_01_CH_ZUESTA | gr02 | 01_CH | ZUESTA | component | ComfortBandHeatingDemand | proportional_gain_in_watt_per_kelvin | 24150
2026-07-31 12:42:32 UTC | gr02_01_CH_ZUESTA | gr02 | 01_CH | ZUESTA | component | StrictComfortSetpointModifier | building_name | BUI1
2026-07-31 12:42:32 UTC | gr02_01_CH_ZUESTA | gr02 | 01_CH | ZUESTA | component | StrictComfortSetpointModifier | name | StrictComfortSetpointModifier
2026-07-31 12:42:32 UTC | gr02_01_CH_ZUESTA | gr02 | 01_CH | ZUESTA | component | StrictComfortSetpointModifier | base_heating_setpoint_in_celsius | 20.5
2026-07-31 12:42:32 UTC | gr02_01_CH_ZUESTA | gr02 | 01_CH | ZUESTA | component | StrictComfortSetpointModifier | recovery_gain | 5
2026-07-31 12:42:32 UTC | gr02_01_CH_ZUESTA | gr02 | 01_CH | ZUESTA | component | StrictComfortSetpointModifier | max_recovery_boost_in_celsius | 5
2026-07-31 12:42:32 UTC | gr02_01_CH_ZUESTA | gr02 | 01_CH | ZUESTA | component | StrictComfortSetpointModifier | clamp_min_modifier_in_celsius
2026-07-31 12:42:32 UTC | gr02_01_CH_ZUESTA | gr02 | 01_CH | ZUESTA | component | StrictComfortSetpointModifier | clamp_max_modifier_in_celsius | 15
2026-07-31 12:42:32 UTC | gr02_01_CH_ZUESTA | gr02 | 01_CH | ZUESTA | component | HeatDistributionController | building_name | BUI1
2026-07-31 12:42:32 UTC | gr02_01_CH_ZUESTA | gr02 | 01_CH | ZUESTA | component | HeatDistributionController | name | HeatDistributionController
2026-07-31 12:42:32 UTC | gr02_01_CH_ZUESTA | gr02 | 01_CH | ZUESTA | component | HeatDistributionController | heating_system | HeatDistributionSystemType.FLOORHEATING
2026-07-31 12:42:32 UTC | gr02_01_CH_ZUESTA | gr02 | 01_CH | ZUESTA | component | HeatDistributionController | set_heating_threshold_outside_temperature_in_celsius | 16
2026-07-31 12:42:32 UTC | gr02_01_CH_ZUESTA | gr02 | 01_CH | ZUESTA | component | HeatDistributionController | heating_reference_temperature_in_celsius | -8
2026-07-31 12:42:32 UTC | gr02_01_CH_ZUESTA | gr02 | 01_CH | ZUESTA | component | HeatDistributionController | set_heating_temperature_for_building_in_celsius | 20.5
2026-07-31 12:42:32 UTC | gr02_01_CH_ZUESTA | gr02 | 01_CH | ZUESTA | component | HeatDistributionController | set_cooling_temperature_for_building_in_celsius | 24
2026-07-31 12:42:32 UTC | gr02_01_CH_ZUESTA | gr02 | 01_CH | ZUESTA | component | HeatDistributionController | heating_load_of_building_in_watt | 12075
2026-07-31 12:42:32 UTC | gr02_01_CH_ZUESTA | gr02 | 01_CH | ZUESTA | heat_distribution | HeatDistributionSystem | absolute_conditioned_floor_area_in_m2 | 223
2026-07-31 12:42:32 UTC | gr02_01_CH_ZUESTA | gr02 | 01_CH | ZUESTA | thermal_storage | SimpleHotWaterStorage | volume_heating_water_storage_in_liter | 603.8
2026-07-31 12:42:32 UTC | gr02_01_CH_ZUESTA | gr02 | 01_CH | ZUESTA | component | BufferRemainingCapacity60C | building_name | BUI1
2026-07-31 12:42:32 UTC | gr02_01_CH_ZUESTA | gr02 | 01_CH | ZUESTA | component | BufferRemainingCapacity60C | name | BufferRemainingCapacity60C
2026-07-31 12:42:32 UTC | gr02_01_CH_ZUESTA | gr02 | 01_CH | ZUESTA | component | BufferRemainingCapacity60C | volume_heating_water_storage_in_liter | 603.8
2026-07-31 12:42:32 UTC | gr02_01_CH_ZUESTA | gr02 | 01_CH | ZUESTA | component | BufferRemainingCapacity60C | max_temperature_in_celsius | 6
2026-07-31 12:42:32 UTC | gr02_01_CH_ZUESTA | gr02 | 01_CH | ZUESTA | component | BufferRemainingCapacity60C | water_density_kg_per_liter | 0.992
2026-07-31 12:42:32 UTC | gr02_01_CH_ZUESTA | gr02 | 01_CH | ZUESTA | component | BufferRemainingCapacity60C | water_specific_heat_capacity_j_per_kg_per_k | 4180
2026-07-31 12:42:32 UTC | gr02_01_CH_ZUESTA | gr02 | 01_CH | ZUESTA | component | DistrictHeatingController | building_name | BUI1
2026-07-31 12:42:32 UTC | gr02_01_CH_ZUESTA | gr02 | 01_CH | ZUESTA | component | DistrictHeatingController | name | DistrictHeatingController
2026-07-31 12:42:32 UTC | gr02_01_CH_ZUESTA | gr02 | 01_CH | ZUESTA | component | DistrictHeatingController | set_heating_threshold_outside_temperature_in_celsius | 16
2026-07-31 12:42:32 UTC | gr02_01_CH_ZUESTA | gr02 | 01_CH | ZUESTA | component | DistrictHeatingController | with_domestic_hot_water_preparation | true
2026-07-31 12:42:32 UTC | gr02_01_CH_ZUESTA | gr02 | 01_CH | ZUESTA | component | DistrictHeatingController | hysteresis_water_temperature_offset | 15
2026-07-31 12:42:32 UTC | gr02_01_CH_ZUESTA | gr02 | 01_CH | ZUESTA | component | DistrictHeatingController | parallel_space_heating_and_dhw_option | true
2026-07-31 12:42:32 UTC | gr02_01_CH_ZUESTA | gr02 | 01_CH | ZUESTA | heat_generator | DistrictHeating | connected_load_w | 8300
2026-07-31 12:42:32 UTC | gr02_01_CH_ZUESTA | gr02 | 01_CH | ZUESTA | component | DistrictCooling | building_name | BUI1
2026-07-31 12:42:32 UTC | gr02_01_CH_ZUESTA | gr02 | 01_CH | ZUESTA | component | DistrictCooling | name | DistrictCooling
2026-07-31 12:42:32 UTC | gr02_01_CH_ZUESTA | gr02 | 01_CH | ZUESTA | component | DistrictCooling | connected_load_w | 1720
2026-07-31 12:42:32 UTC | gr02_01_CH_ZUESTA | gr02 | 01_CH | ZUESTA | component | ComfortBandCoolingDemand | building_name | BUI1
2026-07-31 12:42:32 UTC | gr02_01_CH_ZUESTA | gr02 | 01_CH | ZUESTA | component | ComfortBandCoolingDemand | name | ComfortBandCoolingDemand
2026-07-31 12:42:32 UTC | gr02_01_CH_ZUESTA | gr02 | 01_CH | ZUESTA | component | ComfortBandCoolingDemand | max_cooling_power_in_watt | 1720
2026-07-31 12:42:32 UTC | gr02_01_CH_ZUESTA | gr02 | 01_CH | ZUESTA | component | ComfortBandCoolingDemand | proportional_gain_in_watt_per_kelvin | 4
2026-07-31 12:42:32 UTC | gr02_01_CH_ZUESTA | gr02 | 01_CH | ZUESTA | component | ComfortBandCoolingDemand | relaxation_factor | 0.55
2026-07-31 12:42:32 UTC | gr02_01_CH_ZUESTA | gr02 | 01_CH | ZUESTA | component | ComfortBandCoolingDemand | theoretical_blend | comfort_only
2026-07-31 12:42:32 UTC | gr02_01_CH_ZUESTA | gr02 | 01_CH | ZUESTA | component | BuildingThermalPowerSum | building_name | BUI1
2026-07-31 12:42:32 UTC | gr02_01_CH_ZUESTA | gr02 | 01_CH | ZUESTA | component | BuildingThermalPowerSum | name | BuildingThermalPowerSum
2026-07-31 12:42:32 UTC | gr02_01_CH_ZUESTA | gr02 | 01_CH | ZUESTA | component | BuildingThermalPowerSum | loadtype | LoadTypes.ANY
2026-07-31 12:42:32 UTC | gr02_01_CH_ZUESTA | gr02 | 01_CH | ZUESTA | component | BuildingThermalPowerSum | unit | Units.WATT
2026-07-31 12:42:32 UTC | gr02_01_CH_ZUESTA | gr02 | 01_CH | ZUESTA | component | FuelMeterDistrictHeating | building_name | BUI1
2026-07-31 12:42:32 UTC | gr02_01_CH_ZUESTA | gr02 | 01_CH | ZUESTA | component | FuelMeterDistrictHeating | name | FuelMeterDistrictHeating
2026-07-31 12:42:32 UTC | gr02_01_CH_ZUESTA | gr02 | 01_CH | ZUESTA | component | FuelMeterDistrictHeating | fuel_loadtype | LoadTypes.DISTRICTHEATING
2026-07-31 12:42:32 UTC | gr02_01_CH_ZUESTA | gr02 | 01_CH | ZUESTA | component | FuelMeterDistrictHeating | heating_value_of_fuel_in_kwh_per_liter | 9.82
2026-07-31 12:42:32 UTC | gr02_01_CH_ZUESTA | gr02 | 01_CH | ZUESTA | component | FuelMeterDistrictHeating | fuel_density_in_kg_per_m3 | 83
2026-07-31 12:42:32 UTC | gr02_01_CH_ZUESTA | gr02 | 01_CH | ZUESTA | component | FuelMeterDistrictCooling | building_name | BUI1
2026-07-31 12:42:32 UTC | gr02_01_CH_ZUESTA | gr02 | 01_CH | ZUESTA | component | FuelMeterDistrictCooling | name | FuelMeterDistrictCooling
2026-07-31 12:42:32 UTC | gr02_01_CH_ZUESTA | gr02 | 01_CH | ZUESTA | component | FuelMeterDistrictCooling | fuel_loadtype | LoadTypes.DISTRICTCOOLING
2026-07-31 12:42:32 UTC | gr02_01_CH_ZUESTA | gr02 | 01_CH | ZUESTA | component | FuelMeterDistrictCooling | heating_value_of_fuel_in_kwh_per_liter | 9.82
2026-07-31 12:42:32 UTC | gr02_01_CH_ZUESTA | gr02 | 01_CH | ZUESTA | component | FuelMeterDistrictCooling | fuel_density_in_kg_per_m3 | 83
2026-07-31 12:42:32 UTC | gr02_01_CH_ZUESTA | gr02 | 01_CH | ZUESTA | component | HeatGeneratorTotalThermalPower | building_name | BUI1
2026-07-31 12:42:32 UTC | gr02_01_CH_ZUESTA | gr02 | 01_CH | ZUESTA | component | HeatGeneratorTotalThermalPower | name | HeatGeneratorTotalThermalPower
2026-07-31 12:42:32 UTC | gr02_01_CH_ZUESTA | gr02 | 01_CH | ZUESTA | component | HeatGeneratorTotalThermalPower | loadtype | LoadTypes.ANY
2026-07-31 12:42:32 UTC | gr02_01_CH_ZUESTA | gr02 | 01_CH | ZUESTA | component | HeatGeneratorTotalThermalPower | unit | Units.WATT
2026-07-31 12:42:32 UTC | gr02_01_CH_ZUESTA | gr02 | 01_CH | ZUESTA | component | HeatGeneratorPlantDhwThermalPower | building_name | BUI1
2026-07-31 12:42:32 UTC | gr02_01_CH_ZUESTA | gr02 | 01_CH | ZUESTA | component | HeatGeneratorPlantDhwThermalPower | name | HeatGeneratorPlantDhwThermalPower
2026-07-31 12:42:32 UTC | gr02_01_CH_ZUESTA | gr02 | 01_CH | ZUESTA | component | HeatGeneratorPlantDhwThermalPower | loadtype | LoadTypes.ANY
2026-07-31 12:42:32 UTC | gr02_01_CH_ZUESTA | gr02 | 01_CH | ZUESTA | component | HeatGeneratorPlantDhwThermalPower | unit | Units.WATT
2026-07-31 12:42:32 UTC | gr02_01_CH_ZUESTA | gr02 | 01_CH | ZUESTA | component | SolarDhwThermalPower | building_name | BUI1
2026-07-31 12:42:32 UTC | gr02_01_CH_ZUESTA | gr02 | 01_CH | ZUESTA | component | SolarDhwThermalPower | name | SolarDhwThermalPower
2026-07-31 12:42:32 UTC | gr02_01_CH_ZUESTA | gr02 | 01_CH | ZUESTA | component | SolarDhwThermalPower | value_watt
2026-07-31 12:42:32 UTC | gr02_01_CH_ZUESTA | gr02 | 01_CH | ZUESTA | component | SolarDhwThermalPower | loadtype | LoadTypes.ANY
2026-07-31 12:42:32 UTC | gr02_01_CH_ZUESTA | gr02 | 01_CH | ZUESTA | component | SolarDhwThermalPower | unit | Units.WATT
2026-07-31 12:42:32 UTC | gr02_01_CH_ZUESTA | gr02 | 01_CH | ZUESTA | component | FlexibilityPotential | building_name | BUI1
2026-07-31 12:42:32 UTC | gr02_01_CH_ZUESTA | gr02 | 01_CH | ZUESTA | component | FlexibilityPotential | name | FlexibilityPotential
2026-07-31 12:42:32 UTC | gr02_01_CH_ZUESTA | gr02 | 01_CH | ZUESTA | component | FlexibilityPotential | fallback_heating_cop | 1
2026-07-31 12:42:32 UTC | gr02_01_CH_ZUESTA | gr02 | 01_CH | ZUESTA | component | FlexibilityPotential | fallback_cooling_eer
2026-07-31 12:42:32 UTC | gr02_02_CH_ZUESTA | gr02 | 02_CH | ZUESTA | simulation | SimulationParameters | year | 2050
2026-07-31 12:42:32 UTC | gr02_02_CH_ZUESTA | gr02 | 02_CH | ZUESTA | simulation | SimulationParameters | seconds_per_timestep | 9 | s
2026-07-31 12:42:32 UTC | gr02_02_CH_ZUESTA | gr02 | 02_CH | ZUESTA | simulation | SimulationParameters | country | CH
2026-07-31 12:42:32 UTC | gr02_02_CH_ZUESTA | gr02 | 02_CH | ZUESTA | cli | cli_overrides | ARCH | 02_CH
2026-07-31 12:42:32 UTC | gr02_02_CH_ZUESTA | gr02 | 02_CH | ZUESTA | cli | cli_overrides | WEATHER | ZUESTA
2026-07-31 12:42:32 UTC | gr02_02_CH_ZUESTA | gr02 | 02_CH | ZUESTA | cli | cli_overrides | TIME_HORIZON | future
2026-07-31 12:42:32 UTC | gr02_02_CH_ZUESTA | gr02 | 02_CH | ZUESTA | cli | cli_overrides | SCENARIO | none
2026-07-31 12:42:32 UTC | gr02_02_CH_ZUESTA | gr02 | 02_CH | ZUESTA | cli | cli_overrides | OCC | SIA2024
2026-07-31 12:42:32 UTC | gr02_02_CH_ZUESTA | gr02 | 02_CH | ZUESTA | cli | cli_overrides | HEATGEN_SIZING | IDEAL_LOOKUP
2026-07-31 12:42:32 UTC | gr02_02_CH_ZUESTA | gr02 | 02_CH | ZUESTA | cli | cli_overrides | HP_SHARE_OF_IDEAL | 0.8
2026-07-31 12:42:32 UTC | gr02_02_CH_ZUESTA | gr02 | 02_CH | ZUESTA | internal_loads | SIA2024Occupancy | conditioned_floor_area_in_m2 | 195
2026-07-31 12:42:32 UTC | gr02_02_CH_ZUESTA | gr02 | 02_CH | ZUESTA | internal_loads | SIA2024Occupancy | appliances_load_w_per_m2 | 1
2026-07-31 12:42:32 UTC | gr02_02_CH_ZUESTA | gr02 | 02_CH | ZUESTA | internal_loads | SIA2024Occupancy | lighting_load_w_per_m2 | 3
2026-07-31 12:42:32 UTC | gr02_02_CH_ZUESTA | gr02 | 02_CH | ZUESTA | internal_loads | SIA2024Occupancy | lighting_annual_full_load_hours | 846
2026-07-31 12:42:32 UTC | gr02_02_CH_ZUESTA | gr02 | 02_CH | ZUESTA | internal_loads | SIA2024Occupancy | appliances_yearly_utilization_per_month | 0.7995
2026-07-31 12:42:32 UTC | gr02_02_CH_ZUESTA | gr02 | 02_CH | ZUESTA | weather | Weather | source_path | C:\Users\het\HiSim\hisim\inputs\weather\custom_csv\Zurich\NABZUE_2060_RCP85_DRY.csv
2026-07-31 12:42:32 UTC | gr02_02_CH_ZUESTA | gr02 | 02_CH | ZUESTA | weather | Weather | location | Zurich
2026-07-31 12:42:32 UTC | gr02_02_CH_ZUESTA | gr02 | 02_CH | ZUESTA | weather | Weather | name | Weather
2026-07-31 12:42:32 UTC | gr02_02_CH_ZUESTA | gr02 | 02_CH | ZUESTA | component | ElectricityMeter | building_name | BUI1
2026-07-31 12:42:32 UTC | gr02_02_CH_ZUESTA | gr02 | 02_CH | ZUESTA | component | ElectricityMeter | name | ElectricityMeter
2026-07-31 12:42:32 UTC | gr02_02_CH_ZUESTA | gr02 | 02_CH | ZUESTA | building | Building | building_name | 1919_1945
2026-07-31 12:42:32 UTC | gr02_02_CH_ZUESTA | gr02 | 02_CH | ZUESTA | building | Building | building_code | AT.N.SFH.02.Gen.ReEx.001.002
2026-07-31 12:42:32 UTC | gr02_02_CH_ZUESTA | gr02 | 02_CH | ZUESTA | building | Building | building_heat_capacity_class | medium
2026-07-31 12:42:32 UTC | gr02_02_CH_ZUESTA | gr02 | 02_CH | ZUESTA | building | Building | absolute_conditioned_floor_area_in_m2 | 195
2026-07-31 12:42:32 UTC | gr02_02_CH_ZUESTA | gr02 | 02_CH | ZUESTA | building | Building | heating_reference_temperature_in_celsius | -8
2026-07-31 12:42:32 UTC | gr02_02_CH_ZUESTA | gr02 | 02_CH | ZUESTA | building | Building | floor_u_value_in_watt_per_m2_per_kelvin | 0.9
2026-07-31 12:42:32 UTC | gr02_02_CH_ZUESTA | gr02 | 02_CH | ZUESTA | building | Building | floor_area_in_m2 | 81.5
2026-07-31 12:42:32 UTC | gr02_02_CH_ZUESTA | gr02 | 02_CH | ZUESTA | building | Building | facade_u_value_in_watt_per_m2_per_kelvin | 0.9
2026-07-31 12:42:32 UTC | gr02_02_CH_ZUESTA | gr02 | 02_CH | ZUESTA | building | Building | facade_area_in_m2 | 183.5
2026-07-31 12:42:32 UTC | gr02_02_CH_ZUESTA | gr02 | 02_CH | ZUESTA | building | Building | roof_u_value_in_watt_per_m2_per_kelvin | 0.44
2026-07-31 12:42:32 UTC | gr02_02_CH_ZUESTA | gr02 | 02_CH | ZUESTA | building | Building | roof_area_in_m2 | 96
2026-07-31 12:42:32 UTC | gr02_02_CH_ZUESTA | gr02 | 02_CH | ZUESTA | building | Building | window_u_value_in_watt_per_m2_per_kelvin | 1.8
2026-07-31 12:42:32 UTC | gr02_02_CH_ZUESTA | gr02 | 02_CH | ZUESTA | building | Building | window_area_in_m2 | 31.2
2026-07-31 12:42:32 UTC | gr02_02_CH_ZUESTA | gr02 | 02_CH | ZUESTA | building | Building | door_u_value_in_watt_per_m2_per_kelvin
2026-07-31 12:42:32 UTC | gr02_02_CH_ZUESTA | gr02 | 02_CH | ZUESTA | building | Building | door_area_in_m2
2026-07-31 12:42:32 UTC | gr02_02_CH_ZUESTA | gr02 | 02_CH | ZUESTA | building | Building | set_heating_temperature_in_celsius | 20.5
2026-07-31 12:42:32 UTC | gr02_02_CH_ZUESTA | gr02 | 02_CH | ZUESTA | building | Building | set_cooling_temperature_in_celsius | 24
2026-07-31 12:42:32 UTC | gr02_02_CH_ZUESTA | gr02 | 02_CH | ZUESTA | building | Building | natural_ventilation_m3_per_h_per_person | 29
2026-07-31 12:42:32 UTC | gr02_02_CH_ZUESTA | gr02 | 02_CH | ZUESTA | building | Building | sia_natural_ventilation_m3_per_h_per_m2 | 0.6
2026-07-31 12:42:32 UTC | gr02_02_CH_ZUESTA | gr02 | 02_CH | ZUESTA | building | Building | swiss_infiltration_rate_per_h | 0.3
2026-07-31 12:42:32 UTC | gr02_02_CH_ZUESTA | gr02 | 02_CH | ZUESTA | building | Building | heating_demand_mode | iso13790
2026-07-31 12:42:32 UTC | gr02_02_CH_ZUESTA | gr02 | 02_CH | ZUESTA | building | Building | operative_heating_proportional_band_in_celsius | 1
2026-07-31 12:42:32 UTC | gr02_02_CH_ZUESTA | gr02 | 02_CH | ZUESTA | building | Building | operative_heating_proportional_gain | 1
2026-07-31 12:42:32 UTC | gr02_02_CH_ZUESTA | gr02 | 02_CH | ZUESTA | building | Building | control_comfort_lower_bound_shift_in_celsius
2026-07-31 12:42:32 UTC | gr02_02_CH_ZUESTA | gr02 | 02_CH | ZUESTA | building | Building | comfort_aware_seasonal_heating_gate | true
2026-07-31 12:42:32 UTC | gr02_02_CH_ZUESTA | gr02 | 02_CH | ZUESTA | component | StrictComfortDemandController | building_name | BUI1
2026-07-31 12:42:32 UTC | gr02_02_CH_ZUESTA | gr02 | 02_CH | ZUESTA | component | StrictComfortDemandController | name | StrictComfortDemandController
2026-07-31 12:42:32 UTC | gr02_02_CH_ZUESTA | gr02 | 02_CH | ZUESTA | component | StrictComfortDemandController | temperature_air_heating_in_celsius | 20.5
2026-07-31 12:42:32 UTC | gr02_02_CH_ZUESTA | gr02 | 02_CH | ZUESTA | component | StrictComfortDemandController | temperature_air_cooling_in_celsius | 24
2026-07-31 12:42:32 UTC | gr02_02_CH_ZUESTA | gr02 | 02_CH | ZUESTA | component | StrictComfortDemandController | offset | 0.5
2026-07-31 12:42:32 UTC | gr02_02_CH_ZUESTA | gr02 | 02_CH | ZUESTA | component | StrictComfortDemandController | mode | 2
2026-07-31 12:42:32 UTC | gr02_02_CH_ZUESTA | gr02 | 02_CH | ZUESTA | component | StrictComfortDemandController | use_adaptive_comfort_band | true
2026-07-31 12:42:32 UTC | gr02_02_CH_ZUESTA | gr02 | 02_CH | ZUESTA | component | StrictComfortDemandController | control_strategy | strict_comfort_band_v1
2026-07-31 12:42:32 UTC | gr02_02_CH_ZUESTA | gr02 | 02_CH | ZUESTA | component | StrictComfortDemandController | comfort_band_inner_offset_in_celsius | 0.5
2026-07-31 12:42:32 UTC | gr02_02_CH_ZUESTA | gr02 | 02_CH | ZUESTA | component | StrictComfortDemandController | comfort_band_inner_offset_lower_in_celsius | 1
2026-07-31 12:42:32 UTC | gr02_02_CH_ZUESTA | gr02 | 02_CH | ZUESTA | component | StrictComfortDemandController | comfort_band_inner_offset_upper_in_celsius | 0.5
2026-07-31 12:42:32 UTC | gr02_02_CH_ZUESTA | gr02 | 02_CH | ZUESTA | component | StrictComfortDemandController | heating_disabled_above_running_mean_outdoor_temperature_in_celsius | 18
2026-07-31 12:42:32 UTC | gr02_02_CH_ZUESTA | gr02 | 02_CH | ZUESTA | component | StrictComfortDemandController | cooling_enabled_above_running_mean_outdoor_temperature_in_celsius | 22
2026-07-31 12:42:32 UTC | gr02_02_CH_ZUESTA | gr02 | 02_CH | ZUESTA | component | ComfortBandHeatingDemand | building_name | BUI1
2026-07-31 12:42:32 UTC | gr02_02_CH_ZUESTA | gr02 | 02_CH | ZUESTA | component | ComfortBandHeatingDemand | name | ComfortBandHeatingDemand
2026-07-31 12:42:32 UTC | gr02_02_CH_ZUESTA | gr02 | 02_CH | ZUESTA | component | ComfortBandHeatingDemand | max_heating_power_in_watt | 11855.7
2026-07-31 12:42:32 UTC | gr02_02_CH_ZUESTA | gr02 | 02_CH | ZUESTA | component | ComfortBandHeatingDemand | proportional_gain_in_watt_per_kelvin | 23711.4
2026-07-31 12:42:32 UTC | gr02_02_CH_ZUESTA | gr02 | 02_CH | ZUESTA | component | StrictComfortSetpointModifier | building_name | BUI1
2026-07-31 12:42:32 UTC | gr02_02_CH_ZUESTA | gr02 | 02_CH | ZUESTA | component | StrictComfortSetpointModifier | name | StrictComfortSetpointModifier
2026-07-31 12:42:32 UTC | gr02_02_CH_ZUESTA | gr02 | 02_CH | ZUESTA | component | StrictComfortSetpointModifier | base_heating_setpoint_in_celsius | 20.5
2026-07-31 12:42:32 UTC | gr02_02_CH_ZUESTA | gr02 | 02_CH | ZUESTA | component | StrictComfortSetpointModifier | recovery_gain | 5
2026-07-31 12:42:32 UTC | gr02_02_CH_ZUESTA | gr02 | 02_CH | ZUESTA | component | StrictComfortSetpointModifier | max_recovery_boost_in_celsius | 5
2026-07-31 12:42:32 UTC | gr02_02_CH_ZUESTA | gr02 | 02_CH | ZUESTA | component | StrictComfortSetpointModifier | clamp_min_modifier_in_celsius
2026-07-31 12:42:32 UTC | gr02_02_CH_ZUESTA | gr02 | 02_CH | ZUESTA | component | StrictComfortSetpointModifier | clamp_max_modifier_in_celsius | 15
2026-07-31 12:42:32 UTC | gr02_02_CH_ZUESTA | gr02 | 02_CH | ZUESTA | component | HeatDistributionController | building_name | BUI1
2026-07-31 12:42:32 UTC | gr02_02_CH_ZUESTA | gr02 | 02_CH | ZUESTA | component | HeatDistributionController | name | HeatDistributionController
2026-07-31 12:42:32 UTC | gr02_02_CH_ZUESTA | gr02 | 02_CH | ZUESTA | component | HeatDistributionController | heating_system | HeatDistributionSystemType.FLOORHEATING
2026-07-31 12:42:32 UTC | gr02_02_CH_ZUESTA | gr02 | 02_CH | ZUESTA | component | HeatDistributionController | set_heating_threshold_outside_temperature_in_celsius | 16
2026-07-31 12:42:32 UTC | gr02_02_CH_ZUESTA | gr02 | 02_CH | ZUESTA | component | HeatDistributionController | heating_reference_temperature_in_celsius | -8
2026-07-31 12:42:32 UTC | gr02_02_CH_ZUESTA | gr02 | 02_CH | ZUESTA | component | HeatDistributionController | set_heating_temperature_for_building_in_celsius | 20.5
2026-07-31 12:42:32 UTC | gr02_02_CH_ZUESTA | gr02 | 02_CH | ZUESTA | component | HeatDistributionController | set_cooling_temperature_for_building_in_celsius | 24
2026-07-31 12:42:32 UTC | gr02_02_CH_ZUESTA | gr02 | 02_CH | ZUESTA | component | HeatDistributionController | heating_load_of_building_in_watt | 11855.7
2026-07-31 12:42:32 UTC | gr02_02_CH_ZUESTA | gr02 | 02_CH | ZUESTA | heat_distribution | HeatDistributionSystem | absolute_conditioned_floor_area_in_m2 | 195
2026-07-31 12:42:32 UTC | gr02_02_CH_ZUESTA | gr02 | 02_CH | ZUESTA | thermal_storage | SimpleHotWaterStorage | volume_heating_water_storage_in_liter | 592.8
2026-07-31 12:42:32 UTC | gr02_02_CH_ZUESTA | gr02 | 02_CH | ZUESTA | component | BufferRemainingCapacity60C | building_name | BUI1
2026-07-31 12:42:32 UTC | gr02_02_CH_ZUESTA | gr02 | 02_CH | ZUESTA | component | BufferRemainingCapacity60C | name | BufferRemainingCapacity60C
2026-07-31 12:42:32 UTC | gr02_02_CH_ZUESTA | gr02 | 02_CH | ZUESTA | component | BufferRemainingCapacity60C | volume_heating_water_storage_in_liter | 592.8
2026-07-31 12:42:32 UTC | gr02_02_CH_ZUESTA | gr02 | 02_CH | ZUESTA | component | BufferRemainingCapacity60C | max_temperature_in_celsius | 6
2026-07-31 12:42:32 UTC | gr02_02_CH_ZUESTA | gr02 | 02_CH | ZUESTA | component | BufferRemainingCapacity60C | water_density_kg_per_liter | 0.992
2026-07-31 12:42:32 UTC | gr02_02_CH_ZUESTA | gr02 | 02_CH | ZUESTA | component | BufferRemainingCapacity60C | water_specific_heat_capacity_j_per_kg_per_k | 4180
2026-07-31 12:42:32 UTC | gr02_02_CH_ZUESTA | gr02 | 02_CH | ZUESTA | component | DistrictHeatingController | building_name | BUI1
2026-07-31 12:42:32 UTC | gr02_02_CH_ZUESTA | gr02 | 02_CH | ZUESTA | component | DistrictHeatingController | name | DistrictHeatingController
2026-07-31 12:42:32 UTC | gr02_02_CH_ZUESTA | gr02 | 02_CH | ZUESTA | component | DistrictHeatingController | set_heating_threshold_outside_temperature_in_celsius | 16
2026-07-31 12:42:32 UTC | gr02_02_CH_ZUESTA | gr02 | 02_CH | ZUESTA | component | DistrictHeatingController | with_domestic_hot_water_preparation | true
2026-07-31 12:42:32 UTC | gr02_02_CH_ZUESTA | gr02 | 02_CH | ZUESTA | component | DistrictHeatingController | hysteresis_water_temperature_offset | 15
2026-07-31 12:42:32 UTC | gr02_02_CH_ZUESTA | gr02 | 02_CH | ZUESTA | component | DistrictHeatingController | parallel_space_heating_and_dhw_option | true
2026-07-31 12:42:32 UTC | gr02_02_CH_ZUESTA | gr02 | 02_CH | ZUESTA | heat_generator | DistrictHeating | connected_load_w | 7510
2026-07-31 12:42:32 UTC | gr02_02_CH_ZUESTA | gr02 | 02_CH | ZUESTA | component | DistrictCooling | building_name | BUI1
2026-07-31 12:42:32 UTC | gr02_02_CH_ZUESTA | gr02 | 02_CH | ZUESTA | component | DistrictCooling | name | DistrictCooling
2026-07-31 12:42:32 UTC | gr02_02_CH_ZUESTA | gr02 | 02_CH | ZUESTA | component | DistrictCooling | connected_load_w | 1720
2026-07-31 12:42:32 UTC | gr02_02_CH_ZUESTA | gr02 | 02_CH | ZUESTA | component | ComfortBandCoolingDemand | building_name | BUI1
2026-07-31 12:42:32 UTC | gr02_02_CH_ZUESTA | gr02 | 02_CH | ZUESTA | component | ComfortBandCoolingDemand | name | ComfortBandCoolingDemand
2026-07-31 12:42:32 UTC | gr02_02_CH_ZUESTA | gr02 | 02_CH | ZUESTA | component | ComfortBandCoolingDemand | max_cooling_power_in_watt | 1720
2026-07-31 12:42:32 UTC | gr02_02_CH_ZUESTA | gr02 | 02_CH | ZUESTA | component | ComfortBandCoolingDemand | proportional_gain_in_watt_per_kelvin | 4
2026-07-31 12:42:32 UTC | gr02_02_CH_ZUESTA | gr02 | 02_CH | ZUESTA | component | ComfortBandCoolingDemand | relaxation_factor | 0.55
2026-07-31 12:42:32 UTC | gr02_02_CH_ZUESTA | gr02 | 02_CH | ZUESTA | component | ComfortBandCoolingDemand | theoretical_blend | comfort_only
2026-07-31 12:42:32 UTC | gr02_02_CH_ZUESTA | gr02 | 02_CH | ZUESTA | component | BuildingThermalPowerSum | building_name | BUI1
2026-07-31 12:42:32 UTC | gr02_02_CH_ZUESTA | gr02 | 02_CH | ZUESTA | component | BuildingThermalPowerSum | name | BuildingThermalPowerSum
2026-07-31 12:42:32 UTC | gr02_02_CH_ZUESTA | gr02 | 02_CH | ZUESTA | component | BuildingThermalPowerSum | loadtype | LoadTypes.ANY
2026-07-31 12:42:32 UTC | gr02_02_CH_ZUESTA | gr02 | 02_CH | ZUESTA | component | BuildingThermalPowerSum | unit | Units.WATT
2026-07-31 12:42:32 UTC | gr02_02_CH_ZUESTA | gr02 | 02_CH | ZUESTA | component | FuelMeterDistrictHeating | building_name | BUI1
2026-07-31 12:42:32 UTC | gr02_02_CH_ZUESTA | gr02 | 02_CH | ZUESTA | component | FuelMeterDistrictHeating | name | FuelMeterDistrictHeating
2026-07-31 12:42:32 UTC | gr02_02_CH_ZUESTA | gr02 | 02_CH | ZUESTA | component | FuelMeterDistrictHeating | fuel_loadtype | LoadTypes.DISTRICTHEATING
2026-07-31 12:42:32 UTC | gr02_02_CH_ZUESTA | gr02 | 02_CH | ZUESTA | component | FuelMeterDistrictHeating | heating_value_of_fuel_in_kwh_per_liter | 9.82
2026-07-31 12:42:32 UTC | gr02_02_CH_ZUESTA | gr02 | 02_CH | ZUESTA | component | FuelMeterDistrictHeating | fuel_density_in_kg_per_m3 | 83
2026-07-31 12:42:32 UTC | gr02_02_CH_ZUESTA | gr02 | 02_CH | ZUESTA | component | FuelMeterDistrictCooling | building_name | BUI1
2026-07-31 12:42:32 UTC | gr02_02_CH_ZUESTA | gr02 | 02_CH | ZUESTA | component | FuelMeterDistrictCooling | name | FuelMeterDistrictCooling
2026-07-31 12:42:32 UTC | gr02_02_CH_ZUESTA | gr02 | 02_CH | ZUESTA | component | FuelMeterDistrictCooling | fuel_loadtype | LoadTypes.DISTRICTCOOLING
2026-07-31 12:42:32 UTC | gr02_02_CH_ZUESTA | gr02 | 02_CH | ZUESTA | component | FuelMeterDistrictCooling | heating_value_of_fuel_in_kwh_per_liter | 9.82
2026-07-31 12:42:32 UTC | gr02_02_CH_ZUESTA | gr02 | 02_CH | ZUESTA | component | FuelMeterDistrictCooling | fuel_density_in_kg_per_m3 | 83
2026-07-31 12:42:32 UTC | gr02_02_CH_ZUESTA | gr02 | 02_CH | ZUESTA | component | HeatGeneratorTotalThermalPower | building_name | BUI1
2026-07-31 12:42:32 UTC | gr02_02_CH_ZUESTA | gr02 | 02_CH | ZUESTA | component | HeatGeneratorTotalThermalPower | name | HeatGeneratorTotalThermalPower
2026-07-31 12:42:32 UTC | gr02_02_CH_ZUESTA | gr02 | 02_CH | ZUESTA | component | HeatGeneratorTotalThermalPower | loadtype | LoadTypes.ANY
2026-07-31 12:42:32 UTC | gr02_02_CH_ZUESTA | gr02 | 02_CH | ZUESTA | component | HeatGeneratorTotalThermalPower | unit | Units.WATT
2026-07-31 12:42:32 UTC | gr02_02_CH_ZUESTA | gr02 | 02_CH | ZUESTA | component | HeatGeneratorPlantDhwThermalPower | building_name | BUI1
2026-07-31 12:42:32 UTC | gr02_02_CH_ZUESTA | gr02 | 02_CH | ZUESTA | component | HeatGeneratorPlantDhwThermalPower | name | HeatGeneratorPlantDhwThermalPower
2026-07-31 12:42:32 UTC | gr02_02_CH_ZUESTA | gr02 | 02_CH | ZUESTA | component | HeatGeneratorPlantDhwThermalPower | loadtype | LoadTypes.ANY
2026-07-31 12:42:32 UTC | gr02_02_CH_ZUESTA | gr02 | 02_CH | ZUESTA | component | HeatGeneratorPlantDhwThermalPower | unit | Units.WATT
2026-07-31 12:42:32 UTC | gr02_02_CH_ZUESTA | gr02 | 02_CH | ZUESTA | component | SolarDhwThermalPower | building_name | BUI1
2026-07-31 12:42:32 UTC | gr02_02_CH_ZUESTA | gr02 | 02_CH | ZUESTA | component | SolarDhwThermalPower | name | SolarDhwThermalPower
2026-07-31 12:42:32 UTC | gr02_02_CH_ZUESTA | gr02 | 02_CH | ZUESTA | component | SolarDhwThermalPower | value_watt
2026-07-31 12:42:32 UTC | gr02_02_CH_ZUESTA | gr02 | 02_CH | ZUESTA | component | SolarDhwThermalPower | loadtype | LoadTypes.ANY
2026-07-31 12:42:32 UTC | gr02_02_CH_ZUESTA | gr02 | 02_CH | ZUESTA | component | SolarDhwThermalPower | unit | Units.WATT
2026-07-31 12:42:32 UTC | gr02_02_CH_ZUESTA | gr02 | 02_CH | ZUESTA | component | FlexibilityPotential | building_name | BUI1
2026-07-31 12:42:32 UTC | gr02_02_CH_ZUESTA | gr02 | 02_CH | ZUESTA | component | FlexibilityPotential | name | FlexibilityPotential
2026-07-31 12:42:32 UTC | gr02_02_CH_ZUESTA | gr02 | 02_CH | ZUESTA | component | FlexibilityPotential | fallback_heating_cop | 1
2026-07-31 12:42:32 UTC | gr02_02_CH_ZUESTA | gr02 | 02_CH | ZUESTA | component | FlexibilityPotential | fallback_cooling_eer
2026-07-31 12:42:32 UTC | gr02_03_CH_ZUESTA | gr02 | 03_CH | ZUESTA | simulation | SimulationParameters | year | 2050
2026-07-31 12:42:32 UTC | gr02_03_CH_ZUESTA | gr02 | 03_CH | ZUESTA | simulation | SimulationParameters | seconds_per_timestep | 9 | s
2026-07-31 12:42:32 UTC | gr02_03_CH_ZUESTA | gr02 | 03_CH | ZUESTA | simulation | SimulationParameters | country | CH
2026-07-31 12:42:32 UTC | gr02_03_CH_ZUESTA | gr02 | 03_CH | ZUESTA | cli | cli_overrides | ARCH | 03_CH
2026-07-31 12:42:32 UTC | gr02_03_CH_ZUESTA | gr02 | 03_CH | ZUESTA | cli | cli_overrides | WEATHER | ZUESTA
2026-07-31 12:42:32 UTC | gr02_03_CH_ZUESTA | gr02 | 03_CH | ZUESTA | cli | cli_overrides | TIME_HORIZON | future
2026-07-31 12:42:32 UTC | gr02_03_CH_ZUESTA | gr02 | 03_CH | ZUESTA | cli | cli_overrides | SCENARIO | none
2026-07-31 12:42:32 UTC | gr02_03_CH_ZUESTA | gr02 | 03_CH | ZUESTA | cli | cli_overrides | OCC | SIA2024
2026-07-31 12:42:32 UTC | gr02_03_CH_ZUESTA | gr02 | 03_CH | ZUESTA | cli | cli_overrides | HEATGEN_SIZING | IDEAL_LOOKUP
2026-07-31 12:42:32 UTC | gr02_03_CH_ZUESTA | gr02 | 03_CH | ZUESTA | cli | cli_overrides | HP_SHARE_OF_IDEAL | 0.8
2026-07-31 12:42:32 UTC | gr02_03_CH_ZUESTA | gr02 | 03_CH | ZUESTA | internal_loads | SIA2024Occupancy | conditioned_floor_area_in_m2 | 18
2026-07-31 12:42:32 UTC | gr02_03_CH_ZUESTA | gr02 | 03_CH | ZUESTA | internal_loads | SIA2024Occupancy | appliances_load_w_per_m2 | 1
2026-07-31 12:42:32 UTC | gr02_03_CH_ZUESTA | gr02 | 03_CH | ZUESTA | internal_loads | SIA2024Occupancy | lighting_load_w_per_m2 | 3
2026-07-31 12:42:32 UTC | gr02_03_CH_ZUESTA | gr02 | 03_CH | ZUESTA | internal_loads | SIA2024Occupancy | lighting_annual_full_load_hours | 846
2026-07-31 12:42:32 UTC | gr02_03_CH_ZUESTA | gr02 | 03_CH | ZUESTA | internal_loads | SIA2024Occupancy | appliances_yearly_utilization_per_month | 0.7995
2026-07-31 12:42:32 UTC | gr02_03_CH_ZUESTA | gr02 | 03_CH | ZUESTA | weather | Weather | source_path | C:\Users\het\HiSim\hisim\inputs\weather\custom_csv\Zurich\NABZUE_2060_RCP85_DRY.csv
2026-07-31 12:42:32 UTC | gr02_03_CH_ZUESTA | gr02 | 03_CH | ZUESTA | weather | Weather | location | Zurich
2026-07-31 12:42:32 UTC | gr02_03_CH_ZUESTA | gr02 | 03_CH | ZUESTA | weather | Weather | name | Weather
2026-07-31 12:42:32 UTC | gr02_03_CH_ZUESTA | gr02 | 03_CH | ZUESTA | component | ElectricityMeter | building_name | BUI1
2026-07-31 12:42:32 UTC | gr02_03_CH_ZUESTA | gr02 | 03_CH | ZUESTA | component | ElectricityMeter | name | ElectricityMeter
2026-07-31 12:42:32 UTC | gr02_03_CH_ZUESTA | gr02 | 03_CH | ZUESTA | building | Building | building_name | 1946_1960
2026-07-31 12:42:32 UTC | gr02_03_CH_ZUESTA | gr02 | 03_CH | ZUESTA | building | Building | building_code | AT.N.SFH.03.Gen.ReEx.001.002
2026-07-31 12:42:32 UTC | gr02_03_CH_ZUESTA | gr02 | 03_CH | ZUESTA | building | Building | building_heat_capacity_class | medium
2026-07-31 12:42:32 UTC | gr02_03_CH_ZUESTA | gr02 | 03_CH | ZUESTA | building | Building | absolute_conditioned_floor_area_in_m2 | 180
2026-07-31 12:42:32 UTC | gr02_03_CH_ZUESTA | gr02 | 03_CH | ZUESTA | building | Building | heating_reference_temperature_in_celsius | -8
2026-07-31 12:42:32 UTC | gr02_03_CH_ZUESTA | gr02 | 03_CH | ZUESTA | building | Building | floor_u_value_in_watt_per_m2_per_kelvin | 0.98
2026-07-31 12:42:32 UTC | gr02_03_CH_ZUESTA | gr02 | 03_CH | ZUESTA | building | Building | floor_area_in_m2 | 86.1
2026-07-31 12:42:32 UTC | gr02_03_CH_ZUESTA | gr02 | 03_CH | ZUESTA | building | Building | facade_u_value_in_watt_per_m2_per_kelvin | 0.81
2026-07-31 12:42:32 UTC | gr02_03_CH_ZUESTA | gr02 | 03_CH | ZUESTA | building | Building | facade_area_in_m2 | 167.6
2026-07-31 12:42:32 UTC | gr02_03_CH_ZUESTA | gr02 | 03_CH | ZUESTA | building | Building | roof_u_value_in_watt_per_m2_per_kelvin | 0.44
2026-07-31 12:42:32 UTC | gr02_03_CH_ZUESTA | gr02 | 03_CH | ZUESTA | building | Building | roof_area_in_m2 | 95.44
2026-07-31 12:42:32 UTC | gr02_03_CH_ZUESTA | gr02 | 03_CH | ZUESTA | building | Building | window_u_value_in_watt_per_m2_per_kelvin | 1.6
2026-07-31 12:42:32 UTC | gr02_03_CH_ZUESTA | gr02 | 03_CH | ZUESTA | building | Building | window_area_in_m2 | 28.8
2026-07-31 12:42:32 UTC | gr02_03_CH_ZUESTA | gr02 | 03_CH | ZUESTA | building | Building | door_u_value_in_watt_per_m2_per_kelvin
2026-07-31 12:42:32 UTC | gr02_03_CH_ZUESTA | gr02 | 03_CH | ZUESTA | building | Building | door_area_in_m2
2026-07-31 12:42:32 UTC | gr02_03_CH_ZUESTA | gr02 | 03_CH | ZUESTA | building | Building | set_heating_temperature_in_celsius | 20.5
2026-07-31 12:42:32 UTC | gr02_03_CH_ZUESTA | gr02 | 03_CH | ZUESTA | building | Building | set_cooling_temperature_in_celsius | 24
2026-07-31 12:42:32 UTC | gr02_03_CH_ZUESTA | gr02 | 03_CH | ZUESTA | building | Building | natural_ventilation_m3_per_h_per_person | 29
2026-07-31 12:42:32 UTC | gr02_03_CH_ZUESTA | gr02 | 03_CH | ZUESTA | building | Building | sia_natural_ventilation_m3_per_h_per_m2 | 0.6
2026-07-31 12:42:32 UTC | gr02_03_CH_ZUESTA | gr02 | 03_CH | ZUESTA | building | Building | swiss_infiltration_rate_per_h | 0.3
2026-07-31 12:42:32 UTC | gr02_03_CH_ZUESTA | gr02 | 03_CH | ZUESTA | building | Building | heating_demand_mode | iso13790
2026-07-31 12:42:32 UTC | gr02_03_CH_ZUESTA | gr02 | 03_CH | ZUESTA | building | Building | operative_heating_proportional_band_in_celsius | 1
2026-07-31 12:42:32 UTC | gr02_03_CH_ZUESTA | gr02 | 03_CH | ZUESTA | building | Building | operative_heating_proportional_gain | 1
2026-07-31 12:42:32 UTC | gr02_03_CH_ZUESTA | gr02 | 03_CH | ZUESTA | building | Building | control_comfort_lower_bound_shift_in_celsius
2026-07-31 12:42:32 UTC | gr02_03_CH_ZUESTA | gr02 | 03_CH | ZUESTA | building | Building | comfort_aware_seasonal_heating_gate | true
2026-07-31 12:42:32 UTC | gr02_03_CH_ZUESTA | gr02 | 03_CH | ZUESTA | component | StrictComfortDemandController | building_name | BUI1
2026-07-31 12:42:32 UTC | gr02_03_CH_ZUESTA | gr02 | 03_CH | ZUESTA | component | StrictComfortDemandController | name | StrictComfortDemandController
2026-07-31 12:42:32 UTC | gr02_03_CH_ZUESTA | gr02 | 03_CH | ZUESTA | component | StrictComfortDemandController | temperature_air_heating_in_celsius | 20.5
2026-07-31 12:42:32 UTC | gr02_03_CH_ZUESTA | gr02 | 03_CH | ZUESTA | component | StrictComfortDemandController | temperature_air_cooling_in_celsius | 24
2026-07-31 12:42:32 UTC | gr02_03_CH_ZUESTA | gr02 | 03_CH | ZUESTA | component | StrictComfortDemandController | offset | 0.5
2026-07-31 12:42:32 UTC | gr02_03_CH_ZUESTA | gr02 | 03_CH | ZUESTA | component | StrictComfortDemandController | mode | 2
2026-07-31 12:42:32 UTC | gr02_03_CH_ZUESTA | gr02 | 03_CH | ZUESTA | component | StrictComfortDemandController | use_adaptive_comfort_band | true
2026-07-31 12:42:32 UTC | gr02_03_CH_ZUESTA | gr02 | 03_CH | ZUESTA | component | StrictComfortDemandController | control_strategy | strict_comfort_band_v1
2026-07-31 12:42:32 UTC | gr02_03_CH_ZUESTA | gr02 | 03_CH | ZUESTA | component | StrictComfortDemandController | comfort_band_inner_offset_in_celsius | 0.5
2026-07-31 12:42:32 UTC | gr02_03_CH_ZUESTA | gr02 | 03_CH | ZUESTA | component | StrictComfortDemandController | comfort_band_inner_offset_lower_in_celsius | 1
2026-07-31 12:42:32 UTC | gr02_03_CH_ZUESTA | gr02 | 03_CH | ZUESTA | component | StrictComfortDemandController | comfort_band_inner_offset_upper_in_celsius | 0.5
2026-07-31 12:42:32 UTC | gr02_03_CH_ZUESTA | gr02 | 03_CH | ZUESTA | component | StrictComfortDemandController | heating_disabled_above_running_mean_outdoor_temperature_in_celsius | 18
2026-07-31 12:42:32 UTC | gr02_03_CH_ZUESTA | gr02 | 03_CH | ZUESTA | component | StrictComfortDemandController | cooling_enabled_above_running_mean_outdoor_temperature_in_celsius | 22
2026-07-31 12:42:32 UTC | gr02_03_CH_ZUESTA | gr02 | 03_CH | ZUESTA | component | ComfortBandHeatingDemand | building_name | BUI1
2026-07-31 12:42:32 UTC | gr02_03_CH_ZUESTA | gr02 | 03_CH | ZUESTA | component | ComfortBandHeatingDemand | name | ComfortBandHeatingDemand
2026-07-31 12:42:32 UTC | gr02_03_CH_ZUESTA | gr02 | 03_CH | ZUESTA | component | ComfortBandHeatingDemand | max_heating_power_in_watt | 10601.2
2026-07-31 12:42:32 UTC | gr02_03_CH_ZUESTA | gr02 | 03_CH | ZUESTA | component | ComfortBandHeatingDemand | proportional_gain_in_watt_per_kelvin | 21202.5
2026-07-31 12:42:32 UTC | gr02_03_CH_ZUESTA | gr02 | 03_CH | ZUESTA | component | StrictComfortSetpointModifier | building_name | BUI1
2026-07-31 12:42:32 UTC | gr02_03_CH_ZUESTA | gr02 | 03_CH | ZUESTA | component | StrictComfortSetpointModifier | name | StrictComfortSetpointModifier
2026-07-31 12:42:32 UTC | gr02_03_CH_ZUESTA | gr02 | 03_CH | ZUESTA | component | StrictComfortSetpointModifier | base_heating_setpoint_in_celsius | 20.5
2026-07-31 12:42:32 UTC | gr02_03_CH_ZUESTA | gr02 | 03_CH | ZUESTA | component | StrictComfortSetpointModifier | recovery_gain | 5
2026-07-31 12:42:32 UTC | gr02_03_CH_ZUESTA | gr02 | 03_CH | ZUESTA | component | StrictComfortSetpointModifier | max_recovery_boost_in_celsius | 5
2026-07-31 12:42:32 UTC | gr02_03_CH_ZUESTA | gr02 | 03_CH | ZUESTA | component | StrictComfortSetpointModifier | clamp_min_modifier_in_celsius
2026-07-31 12:42:32 UTC | gr02_03_CH_ZUESTA | gr02 | 03_CH | ZUESTA | component | StrictComfortSetpointModifier | clamp_max_modifier_in_celsius | 15
2026-07-31 12:42:32 UTC | gr02_03_CH_ZUESTA | gr02 | 03_CH | ZUESTA | component | HeatDistributionController | building_name | BUI1
2026-07-31 12:42:32 UTC | gr02_03_CH_ZUESTA | gr02 | 03_CH | ZUESTA | component | HeatDistributionController | name | HeatDistributionController
2026-07-31 12:42:32 UTC | gr02_03_CH_ZUESTA | gr02 | 03_CH | ZUESTA | component | HeatDistributionController | heating_system | HeatDistributionSystemType.FLOORHEATING
2026-07-31 12:42:32 UTC | gr02_03_CH_ZUESTA | gr02 | 03_CH | ZUESTA | component | HeatDistributionController | set_heating_threshold_outside_temperature_in_celsius | 16
2026-07-31 12:42:32 UTC | gr02_03_CH_ZUESTA | gr02 | 03_CH | ZUESTA | component | HeatDistributionController | heating_reference_temperature_in_celsius | -8
2026-07-31 12:42:32 UTC | gr02_03_CH_ZUESTA | gr02 | 03_CH | ZUESTA | component | HeatDistributionController | set_heating_temperature_for_building_in_celsius | 20.5
2026-07-31 12:42:32 UTC | gr02_03_CH_ZUESTA | gr02 | 03_CH | ZUESTA | component | HeatDistributionController | set_cooling_temperature_for_building_in_celsius | 24
2026-07-31 12:42:32 UTC | gr02_03_CH_ZUESTA | gr02 | 03_CH | ZUESTA | component | HeatDistributionController | heating_load_of_building_in_watt | 10601.2
2026-07-31 12:42:32 UTC | gr02_03_CH_ZUESTA | gr02 | 03_CH | ZUESTA | heat_distribution | HeatDistributionSystem | absolute_conditioned_floor_area_in_m2 | 18
2026-07-31 12:42:32 UTC | gr02_03_CH_ZUESTA | gr02 | 03_CH | ZUESTA | thermal_storage | SimpleHotWaterStorage | volume_heating_water_storage_in_liter | 530.1
2026-07-31 12:42:32 UTC | gr02_03_CH_ZUESTA | gr02 | 03_CH | ZUESTA | component | BufferRemainingCapacity60C | building_name | BUI1
2026-07-31 12:42:32 UTC | gr02_03_CH_ZUESTA | gr02 | 03_CH | ZUESTA | component | BufferRemainingCapacity60C | name | BufferRemainingCapacity60C
2026-07-31 12:42:32 UTC | gr02_03_CH_ZUESTA | gr02 | 03_CH | ZUESTA | component | BufferRemainingCapacity60C | volume_heating_water_storage_in_liter | 530.1
2026-07-31 12:42:32 UTC | gr02_03_CH_ZUESTA | gr02 | 03_CH | ZUESTA | component | BufferRemainingCapacity60C | max_temperature_in_celsius | 6
2026-07-31 12:42:32 UTC | gr02_03_CH_ZUESTA | gr02 | 03_CH | ZUESTA | component | BufferRemainingCapacity60C | water_density_kg_per_liter | 0.992
2026-07-31 12:42:32 UTC | gr02_03_CH_ZUESTA | gr02 | 03_CH | ZUESTA | component | BufferRemainingCapacity60C | water_specific_heat_capacity_j_per_kg_per_k | 4180
2026-07-31 12:42:32 UTC | gr02_03_CH_ZUESTA | gr02 | 03_CH | ZUESTA | component | DistrictHeatingController | building_name | BUI1
2026-07-31 12:42:32 UTC | gr02_03_CH_ZUESTA | gr02 | 03_CH | ZUESTA | component | DistrictHeatingController | name | DistrictHeatingController
2026-07-31 12:42:32 UTC | gr02_03_CH_ZUESTA | gr02 | 03_CH | ZUESTA | component | DistrictHeatingController | set_heating_threshold_outside_temperature_in_celsius | 16
2026-07-31 12:42:32 UTC | gr02_03_CH_ZUESTA | gr02 | 03_CH | ZUESTA | component | DistrictHeatingController | with_domestic_hot_water_preparation | true
2026-07-31 12:42:32 UTC | gr02_03_CH_ZUESTA | gr02 | 03_CH | ZUESTA | component | DistrictHeatingController | hysteresis_water_temperature_offset | 15
2026-07-31 12:42:32 UTC | gr02_03_CH_ZUESTA | gr02 | 03_CH | ZUESTA | component | DistrictHeatingController | parallel_space_heating_and_dhw_option | true
2026-07-31 12:42:32 UTC | gr02_03_CH_ZUESTA | gr02 | 03_CH | ZUESTA | heat_generator | DistrictHeating | connected_load_w | 7020
2026-07-31 12:42:32 UTC | gr02_03_CH_ZUESTA | gr02 | 03_CH | ZUESTA | component | DistrictCooling | building_name | BUI1
2026-07-31 12:42:32 UTC | gr02_03_CH_ZUESTA | gr02 | 03_CH | ZUESTA | component | DistrictCooling | name | DistrictCooling
2026-07-31 12:42:32 UTC | gr02_03_CH_ZUESTA | gr02 | 03_CH | ZUESTA | component | DistrictCooling | connected_load_w | 1484
2026-07-31 12:42:32 UTC | gr02_03_CH_ZUESTA | gr02 | 03_CH | ZUESTA | component | ComfortBandCoolingDemand | building_name | BUI1
2026-07-31 12:42:32 UTC | gr02_03_CH_ZUESTA | gr02 | 03_CH | ZUESTA | component | ComfortBandCoolingDemand | name | ComfortBandCoolingDemand
2026-07-31 12:42:32 UTC | gr02_03_CH_ZUESTA | gr02 | 03_CH | ZUESTA | component | ComfortBandCoolingDemand | max_cooling_power_in_watt | 1484
2026-07-31 12:42:32 UTC | gr02_03_CH_ZUESTA | gr02 | 03_CH | ZUESTA | component | ComfortBandCoolingDemand | proportional_gain_in_watt_per_kelvin | 4
2026-07-31 12:42:32 UTC | gr02_03_CH_ZUESTA | gr02 | 03_CH | ZUESTA | component | ComfortBandCoolingDemand | relaxation_factor | 0.55
2026-07-31 12:42:32 UTC | gr02_03_CH_ZUESTA | gr02 | 03_CH | ZUESTA | component | ComfortBandCoolingDemand | theoretical_blend | comfort_only
2026-07-31 12:42:32 UTC | gr02_03_CH_ZUESTA | gr02 | 03_CH | ZUESTA | component | BuildingThermalPowerSum | building_name | BUI1
2026-07-31 12:42:32 UTC | gr02_03_CH_ZUESTA | gr02 | 03_CH | ZUESTA | component | BuildingThermalPowerSum | name | BuildingThermalPowerSum
2026-07-31 12:42:32 UTC | gr02_03_CH_ZUESTA | gr02 | 03_CH | ZUESTA | component | BuildingThermalPowerSum | loadtype | LoadTypes.ANY
2026-07-31 12:42:32 UTC | gr02_03_CH_ZUESTA | gr02 | 03_CH | ZUESTA | component | BuildingThermalPowerSum | unit | Units.WATT
2026-07-31 12:42:32 UTC | gr02_03_CH_ZUESTA | gr02 | 03_CH | ZUESTA | component | FuelMeterDistrictHeating | building_name | BUI1
2026-07-31 12:42:32 UTC | gr02_03_CH_ZUESTA | gr02 | 03_CH | ZUESTA | component | FuelMeterDistrictHeating | name | FuelMeterDistrictHeating
2026-07-31 12:42:32 UTC | gr02_03_CH_ZUESTA | gr02 | 03_CH | ZUESTA | component | FuelMeterDistrictHeating | fuel_loadtype | LoadTypes.DISTRICTHEATING
2026-07-31 12:42:32 UTC | gr02_03_CH_ZUESTA | gr02 | 03_CH | ZUESTA | component | FuelMeterDistrictHeating | heating_value_of_fuel_in_kwh_per_liter | 9.82
2026-07-31 12:42:32 UTC | gr02_03_CH_ZUESTA | gr02 | 03_CH | ZUESTA | component | FuelMeterDistrictHeating | fuel_density_in_kg_per_m3 | 83
2026-07-31 12:42:32 UTC | gr02_03_CH_ZUESTA | gr02 | 03_CH | ZUESTA | component | FuelMeterDistrictCooling | building_name | BUI1
2026-07-31 12:42:32 UTC | gr02_03_CH_ZUESTA | gr02 | 03_CH | ZUESTA | component | FuelMeterDistrictCooling | name | FuelMeterDistrictCooling
2026-07-31 12:42:32 UTC | gr02_03_CH_ZUESTA | gr02 | 03_CH | ZUESTA | component | FuelMeterDistrictCooling | fuel_loadtype | LoadTypes.DISTRICTCOOLING
2026-07-31 12:42:32 UTC | gr02_03_CH_ZUESTA | gr02 | 03_CH | ZUESTA | component | FuelMeterDistrictCooling | heating_value_of_fuel_in_kwh_per_liter | 9.82
2026-07-31 12:42:32 UTC | gr02_03_CH_ZUESTA | gr02 | 03_CH | ZUESTA | component | FuelMeterDistrictCooling | fuel_density_in_kg_per_m3 | 83
2026-07-31 12:42:32 UTC | gr02_03_CH_ZUESTA | gr02 | 03_CH | ZUESTA | component | HeatGeneratorTotalThermalPower | building_name | BUI1
2026-07-31 12:42:32 UTC | gr02_03_CH_ZUESTA | gr02 | 03_CH | ZUESTA | component | HeatGeneratorTotalThermalPower | name | HeatGeneratorTotalThermalPower
2026-07-31 12:42:32 UTC | gr02_03_CH_ZUESTA | gr02 | 03_CH | ZUESTA | component | HeatGeneratorTotalThermalPower | loadtype | LoadTypes.ANY
2026-07-31 12:42:32 UTC | gr02_03_CH_ZUESTA | gr02 | 03_CH | ZUESTA | component | HeatGeneratorTotalThermalPower | unit | Units.WATT
2026-07-31 12:42:32 UTC | gr02_03_CH_ZUESTA | gr02 | 03_CH | ZUESTA | component | HeatGeneratorPlantDhwThermalPower | building_name | BUI1
2026-07-31 12:42:32 UTC | gr02_03_CH_ZUESTA | gr02 | 03_CH | ZUESTA | component | HeatGeneratorPlantDhwThermalPower | name | HeatGeneratorPlantDhwThermalPower
2026-07-31 12:42:32 UTC | gr02_03_CH_ZUESTA | gr02 | 03_CH | ZUESTA | component | HeatGeneratorPlantDhwThermalPower | loadtype | LoadTypes.ANY
2026-07-31 12:42:32 UTC | gr02_03_CH_ZUESTA | gr02 | 03_CH | ZUESTA | component | HeatGeneratorPlantDhwThermalPower | unit | Units.WATT
2026-07-31 12:42:32 UTC | gr02_03_CH_ZUESTA | gr02 | 03_CH | ZUESTA | component | SolarDhwThermalPower | building_name | BUI1
2026-07-31 12:42:32 UTC | gr02_03_CH_ZUESTA | gr02 | 03_CH | ZUESTA | component | SolarDhwThermalPower | name | SolarDhwThermalPower
2026-07-31 12:42:32 UTC | gr02_03_CH_ZUESTA | gr02 | 03_CH | ZUESTA | component | SolarDhwThermalPower | value_watt
2026-07-31 12:42:32 UTC | gr02_03_CH_ZUESTA | gr02 | 03_CH | ZUESTA | component | SolarDhwThermalPower | loadtype | LoadTypes.ANY
2026-07-31 12:42:32 UTC | gr02_03_CH_ZUESTA | gr02 | 03_CH | ZUESTA | component | SolarDhwThermalPower | unit | Units.WATT
2026-07-31 12:42:32 UTC | gr02_03_CH_ZUESTA | gr02 | 03_CH | ZUESTA | component | FlexibilityPotential | building_name | BUI1
2026-07-31 12:42:32 UTC | gr02_03_CH_ZUESTA | gr02 | 03_CH | ZUESTA | component | FlexibilityPotential | name | FlexibilityPotential
2026-07-31 12:42:32 UTC | gr02_03_CH_ZUESTA | gr02 | 03_CH | ZUESTA | component | FlexibilityPotential | fallback_heating_cop | 1
2026-07-31 12:42:32 UTC | gr02_03_CH_ZUESTA | gr02 | 03_CH | ZUESTA | component | FlexibilityPotential | fallback_cooling_eer
2026-07-31 12:42:32 UTC | gr02_04_CH_ZUESTA | gr02 | 04_CH | ZUESTA | simulation | SimulationParameters | year | 2050
2026-07-31 12:42:32 UTC | gr02_04_CH_ZUESTA | gr02 | 04_CH | ZUESTA | simulation | SimulationParameters | seconds_per_timestep | 9 | s
2026-07-31 12:42:32 UTC | gr02_04_CH_ZUESTA | gr02 | 04_CH | ZUESTA | simulation | SimulationParameters | country | CH
2026-07-31 12:42:32 UTC | gr02_04_CH_ZUESTA | gr02 | 04_CH | ZUESTA | cli | cli_overrides | ARCH | 04_CH
2026-07-31 12:42:32 UTC | gr02_04_CH_ZUESTA | gr02 | 04_CH | ZUESTA | cli | cli_overrides | WEATHER | ZUESTA
2026-07-31 12:42:32 UTC | gr02_04_CH_ZUESTA | gr02 | 04_CH | ZUESTA | cli | cli_overrides | TIME_HORIZON | future
2026-07-31 12:42:32 UTC | gr02_04_CH_ZUESTA | gr02 | 04_CH | ZUESTA | cli | cli_overrides | SCENARIO | none
2026-07-31 12:42:32 UTC | gr02_04_CH_ZUESTA | gr02 | 04_CH | ZUESTA | cli | cli_overrides | OCC | SIA2024
2026-07-31 12:42:32 UTC | gr02_04_CH_ZUESTA | gr02 | 04_CH | ZUESTA | cli | cli_overrides | HEATGEN_SIZING | IDEAL_LOOKUP
2026-07-31 12:42:32 UTC | gr02_04_CH_ZUESTA | gr02 | 04_CH | ZUESTA | cli | cli_overrides | HP_SHARE_OF_IDEAL | 0.8
2026-07-31 12:42:32 UTC | gr02_04_CH_ZUESTA | gr02 | 04_CH | ZUESTA | internal_loads | SIA2024Occupancy | conditioned_floor_area_in_m2 | 19
2026-07-31 12:42:32 UTC | gr02_04_CH_ZUESTA | gr02 | 04_CH | ZUESTA | internal_loads | SIA2024Occupancy | appliances_load_w_per_m2 | 1
2026-07-31 12:42:32 UTC | gr02_04_CH_ZUESTA | gr02 | 04_CH | ZUESTA | internal_loads | SIA2024Occupancy | lighting_load_w_per_m2 | 3
2026-07-31 12:42:32 UTC | gr02_04_CH_ZUESTA | gr02 | 04_CH | ZUESTA | internal_loads | SIA2024Occupancy | lighting_annual_full_load_hours | 846
2026-07-31 12:42:32 UTC | gr02_04_CH_ZUESTA | gr02 | 04_CH | ZUESTA | internal_loads | SIA2024Occupancy | appliances_yearly_utilization_per_month | 0.7995
2026-07-31 12:42:32 UTC | gr02_04_CH_ZUESTA | gr02 | 04_CH | ZUESTA | weather | Weather | source_path | C:\Users\het\HiSim\hisim\inputs\weather\custom_csv\Zurich\NABZUE_2060_RCP85_DRY.csv
2026-07-31 12:42:32 UTC | gr02_04_CH_ZUESTA | gr02 | 04_CH | ZUESTA | weather | Weather | location | Zurich
2026-07-31 12:42:32 UTC | gr02_04_CH_ZUESTA | gr02 | 04_CH | ZUESTA | weather | Weather | name | Weather
2026-07-31 12:42:32 UTC | gr02_04_CH_ZUESTA | gr02 | 04_CH | ZUESTA | component | ElectricityMeter | building_name | BUI1
2026-07-31 12:42:32 UTC | gr02_04_CH_ZUESTA | gr02 | 04_CH | ZUESTA | component | ElectricityMeter | name | ElectricityMeter
2026-07-31 12:42:32 UTC | gr02_04_CH_ZUESTA | gr02 | 04_CH | ZUESTA | building | Building | building_name | 1961_1970
2026-07-31 12:42:32 UTC | gr02_04_CH_ZUESTA | gr02 | 04_CH | ZUESTA | building | Building | building_code | AT.N.SFH.04.Gen.ReEx.001.002
2026-07-31 12:42:32 UTC | gr02_04_CH_ZUESTA | gr02 | 04_CH | ZUESTA | building | Building | building_heat_capacity_class | heavy
2026-07-31 12:42:32 UTC | gr02_04_CH_ZUESTA | gr02 | 04_CH | ZUESTA | building | Building | absolute_conditioned_floor_area_in_m2 | 190
2026-07-31 12:42:32 UTC | gr02_04_CH_ZUESTA | gr02 | 04_CH | ZUESTA | building | Building | heating_reference_temperature_in_celsius | -8
2026-07-31 12:42:32 UTC | gr02_04_CH_ZUESTA | gr02 | 04_CH | ZUESTA | building | Building | floor_u_value_in_watt_per_m2_per_kelvin | 1
2026-07-31 12:42:32 UTC | gr02_04_CH_ZUESTA | gr02 | 04_CH | ZUESTA | building | Building | floor_area_in_m2 | 99.2
2026-07-31 12:42:32 UTC | gr02_04_CH_ZUESTA | gr02 | 04_CH | ZUESTA | building | Building | facade_u_value_in_watt_per_m2_per_kelvin | 0.7
2026-07-31 12:42:32 UTC | gr02_04_CH_ZUESTA | gr02 | 04_CH | ZUESTA | building | Building | facade_area_in_m2 | 163.4
2026-07-31 12:42:32 UTC | gr02_04_CH_ZUESTA | gr02 | 04_CH | ZUESTA | building | Building | roof_u_value_in_watt_per_m2_per_kelvin | 0.47
2026-07-31 12:42:32 UTC | gr02_04_CH_ZUESTA | gr02 | 04_CH | ZUESTA | building | Building | roof_area_in_m2 | 108.8
2026-07-31 12:42:32 UTC | gr02_04_CH_ZUESTA | gr02 | 04_CH | ZUESTA | building | Building | window_u_value_in_watt_per_m2_per_kelvin | 1.7
2026-07-31 12:42:32 UTC | gr02_04_CH_ZUESTA | gr02 | 04_CH | ZUESTA | building | Building | window_area_in_m2 | 30.4
2026-07-31 12:42:32 UTC | gr02_04_CH_ZUESTA | gr02 | 04_CH | ZUESTA | building | Building | door_u_value_in_watt_per_m2_per_kelvin
2026-07-31 12:42:32 UTC | gr02_04_CH_ZUESTA | gr02 | 04_CH | ZUESTA | building | Building | door_area_in_m2
2026-07-31 12:42:32 UTC | gr02_04_CH_ZUESTA | gr02 | 04_CH | ZUESTA | building | Building | set_heating_temperature_in_celsius | 20.5
2026-07-31 12:42:32 UTC | gr02_04_CH_ZUESTA | gr02 | 04_CH | ZUESTA | building | Building | set_cooling_temperature_in_celsius | 24
2026-07-31 12:42:32 UTC | gr02_04_CH_ZUESTA | gr02 | 04_CH | ZUESTA | building | Building | natural_ventilation_m3_per_h_per_person | 29
2026-07-31 12:42:32 UTC | gr02_04_CH_ZUESTA | gr02 | 04_CH | ZUESTA | building | Building | sia_natural_ventilation_m3_per_h_per_m2 | 0.6
2026-07-31 12:42:32 UTC | gr02_04_CH_ZUESTA | gr02 | 04_CH | ZUESTA | building | Building | swiss_infiltration_rate_per_h | 0.3
2026-07-31 12:42:32 UTC | gr02_04_CH_ZUESTA | gr02 | 04_CH | ZUESTA | building | Building | heating_demand_mode | iso13790
2026-07-31 12:42:32 UTC | gr02_04_CH_ZUESTA | gr02 | 04_CH | ZUESTA | building | Building | operative_heating_proportional_band_in_celsius | 1
2026-07-31 12:42:32 UTC | gr02_04_CH_ZUESTA | gr02 | 04_CH | ZUESTA | building | Building | operative_heating_proportional_gain | 1
2026-07-31 12:42:32 UTC | gr02_04_CH_ZUESTA | gr02 | 04_CH | ZUESTA | building | Building | control_comfort_lower_bound_shift_in_celsius
2026-07-31 12:42:32 UTC | gr02_04_CH_ZUESTA | gr02 | 04_CH | ZUESTA | building | Building | comfort_aware_seasonal_heating_gate | true
2026-07-31 12:42:32 UTC | gr02_04_CH_ZUESTA | gr02 | 04_CH | ZUESTA | component | StrictComfortDemandController | building_name | BUI1
2026-07-31 12:42:32 UTC | gr02_04_CH_ZUESTA | gr02 | 04_CH | ZUESTA | component | StrictComfortDemandController | name | StrictComfortDemandController
2026-07-31 12:42:32 UTC | gr02_04_CH_ZUESTA | gr02 | 04_CH | ZUESTA | component | StrictComfortDemandController | temperature_air_heating_in_celsius | 20.5
2026-07-31 12:42:32 UTC | gr02_04_CH_ZUESTA | gr02 | 04_CH | ZUESTA | component | StrictComfortDemandController | temperature_air_cooling_in_celsius | 24
2026-07-31 12:42:32 UTC | gr02_04_CH_ZUESTA | gr02 | 04_CH | ZUESTA | component | StrictComfortDemandController | offset | 0.5
2026-07-31 12:42:32 UTC | gr02_04_CH_ZUESTA | gr02 | 04_CH | ZUESTA | component | StrictComfortDemandController | mode | 2
2026-07-31 12:42:32 UTC | gr02_04_CH_ZUESTA | gr02 | 04_CH | ZUESTA | component | StrictComfortDemandController | use_adaptive_comfort_band | true
2026-07-31 12:42:32 UTC | gr02_04_CH_ZUESTA | gr02 | 04_CH | ZUESTA | component | StrictComfortDemandController | control_strategy | strict_comfort_band_v1
2026-07-31 12:42:32 UTC | gr02_04_CH_ZUESTA | gr02 | 04_CH | ZUESTA | component | StrictComfortDemandController | comfort_band_inner_offset_in_celsius | 0.5
2026-07-31 12:42:32 UTC | gr02_04_CH_ZUESTA | gr02 | 04_CH | ZUESTA | component | StrictComfortDemandController | comfort_band_inner_offset_lower_in_celsius | 1
2026-07-31 12:42:32 UTC | gr02_04_CH_ZUESTA | gr02 | 04_CH | ZUESTA | component | StrictComfortDemandController | comfort_band_inner_offset_upper_in_celsius | 0.5
2026-07-31 12:42:32 UTC | gr02_04_CH_ZUESTA | gr02 | 04_CH | ZUESTA | component | StrictComfortDemandController | heating_disabled_above_running_mean_outdoor_temperature_in_celsius | 18
2026-07-31 12:42:32 UTC | gr02_04_CH_ZUESTA | gr02 | 04_CH | ZUESTA | component | StrictComfortDemandController | cooling_enabled_above_running_mean_outdoor_temperature_in_celsius | 22
2026-07-31 12:42:32 UTC | gr02_04_CH_ZUESTA | gr02 | 04_CH | ZUESTA | component | ComfortBandHeatingDemand | building_name | BUI1
2026-07-31 12:42:32 UTC | gr02_04_CH_ZUESTA | gr02 | 04_CH | ZUESTA | component | ComfortBandHeatingDemand | name | ComfortBandHeatingDemand
2026-07-31 12:42:32 UTC | gr02_04_CH_ZUESTA | gr02 | 04_CH | ZUESTA | component | ComfortBandHeatingDemand | max_heating_power_in_watt | 10850.1
2026-07-31 12:42:32 UTC | gr02_04_CH_ZUESTA | gr02 | 04_CH | ZUESTA | component | ComfortBandHeatingDemand | proportional_gain_in_watt_per_kelvin | 21700.3
2026-07-31 12:42:32 UTC | gr02_04_CH_ZUESTA | gr02 | 04_CH | ZUESTA | component | StrictComfortSetpointModifier | building_name | BUI1
2026-07-31 12:42:32 UTC | gr02_04_CH_ZUESTA | gr02 | 04_CH | ZUESTA | component | StrictComfortSetpointModifier | name | StrictComfortSetpointModifier
2026-07-31 12:42:32 UTC | gr02_04_CH_ZUESTA | gr02 | 04_CH | ZUESTA | component | StrictComfortSetpointModifier | base_heating_setpoint_in_celsius | 20.5
2026-07-31 12:42:32 UTC | gr02_04_CH_ZUESTA | gr02 | 04_CH | ZUESTA | component | StrictComfortSetpointModifier | recovery_gain | 5
2026-07-31 12:42:32 UTC | gr02_04_CH_ZUESTA | gr02 | 04_CH | ZUESTA | component | StrictComfortSetpointModifier | max_recovery_boost_in_celsius | 5
2026-07-31 12:42:32 UTC | gr02_04_CH_ZUESTA | gr02 | 04_CH | ZUESTA | component | StrictComfortSetpointModifier | clamp_min_modifier_in_celsius
2026-07-31 12:42:32 UTC | gr02_04_CH_ZUESTA | gr02 | 04_CH | ZUESTA | component | StrictComfortSetpointModifier | clamp_max_modifier_in_celsius | 15
2026-07-31 12:42:32 UTC | gr02_04_CH_ZUESTA | gr02 | 04_CH | ZUESTA | component | HeatDistributionController | building_name | BUI1
2026-07-31 12:42:32 UTC | gr02_04_CH_ZUESTA | gr02 | 04_CH | ZUESTA | component | HeatDistributionController | name | HeatDistributionController
2026-07-31 12:42:32 UTC | gr02_04_CH_ZUESTA | gr02 | 04_CH | ZUESTA | component | HeatDistributionController | heating_system | HeatDistributionSystemType.FLOORHEATING
2026-07-31 12:42:32 UTC | gr02_04_CH_ZUESTA | gr02 | 04_CH | ZUESTA | component | HeatDistributionController | set_heating_threshold_outside_temperature_in_celsius | 16
2026-07-31 12:42:32 UTC | gr02_04_CH_ZUESTA | gr02 | 04_CH | ZUESTA | component | HeatDistributionController | heating_reference_temperature_in_celsius | -8
2026-07-31 12:42:32 UTC | gr02_04_CH_ZUESTA | gr02 | 04_CH | ZUESTA | component | HeatDistributionController | set_heating_temperature_for_building_in_celsius | 20.5
2026-07-31 12:42:32 UTC | gr02_04_CH_ZUESTA | gr02 | 04_CH | ZUESTA | component | HeatDistributionController | set_cooling_temperature_for_building_in_celsius | 24
2026-07-31 12:42:32 UTC | gr02_04_CH_ZUESTA | gr02 | 04_CH | ZUESTA | component | HeatDistributionController | heating_load_of_building_in_watt | 10850.1
2026-07-31 12:42:32 UTC | gr02_04_CH_ZUESTA | gr02 | 04_CH | ZUESTA | heat_distribution | HeatDistributionSystem | absolute_conditioned_floor_area_in_m2 | 19
2026-07-31 12:42:32 UTC | gr02_04_CH_ZUESTA | gr02 | 04_CH | ZUESTA | thermal_storage | SimpleHotWaterStorage | volume_heating_water_storage_in_liter | 542.5
2026-07-31 12:42:32 UTC | gr02_04_CH_ZUESTA | gr02 | 04_CH | ZUESTA | component | BufferRemainingCapacity60C | building_name | BUI1
2026-07-31 12:42:32 UTC | gr02_04_CH_ZUESTA | gr02 | 04_CH | ZUESTA | component | BufferRemainingCapacity60C | name | BufferRemainingCapacity60C
2026-07-31 12:42:32 UTC | gr02_04_CH_ZUESTA | gr02 | 04_CH | ZUESTA | component | BufferRemainingCapacity60C | volume_heating_water_storage_in_liter | 542.5
2026-07-31 12:42:32 UTC | gr02_04_CH_ZUESTA | gr02 | 04_CH | ZUESTA | component | BufferRemainingCapacity60C | max_temperature_in_celsius | 6
2026-07-31 12:42:32 UTC | gr02_04_CH_ZUESTA | gr02 | 04_CH | ZUESTA | component | BufferRemainingCapacity60C | water_density_kg_per_liter | 0.992
2026-07-31 12:42:32 UTC | gr02_04_CH_ZUESTA | gr02 | 04_CH | ZUESTA | component | BufferRemainingCapacity60C | water_specific_heat_capacity_j_per_kg_per_k | 4180
2026-07-31 12:42:32 UTC | gr02_04_CH_ZUESTA | gr02 | 04_CH | ZUESTA | component | DistrictHeatingController | building_name | BUI1
2026-07-31 12:42:32 UTC | gr02_04_CH_ZUESTA | gr02 | 04_CH | ZUESTA | component | DistrictHeatingController | name | DistrictHeatingController
2026-07-31 12:42:32 UTC | gr02_04_CH_ZUESTA | gr02 | 04_CH | ZUESTA | component | DistrictHeatingController | set_heating_threshold_outside_temperature_in_celsius | 16
2026-07-31 12:42:32 UTC | gr02_04_CH_ZUESTA | gr02 | 04_CH | ZUESTA | component | DistrictHeatingController | with_domestic_hot_water_preparation | true
2026-07-31 12:42:32 UTC | gr02_04_CH_ZUESTA | gr02 | 04_CH | ZUESTA | component | DistrictHeatingController | hysteresis_water_temperature_offset | 15
2026-07-31 12:42:32 UTC | gr02_04_CH_ZUESTA | gr02 | 04_CH | ZUESTA | component | DistrictHeatingController | parallel_space_heating_and_dhw_option | true
2026-07-31 12:42:32 UTC | gr02_04_CH_ZUESTA | gr02 | 04_CH | ZUESTA | heat_generator | DistrictHeating | connected_load_w | 7330
2026-07-31 12:42:32 UTC | gr02_04_CH_ZUESTA | gr02 | 04_CH | ZUESTA | component | DistrictCooling | building_name | BUI1
2026-07-31 12:42:32 UTC | gr02_04_CH_ZUESTA | gr02 | 04_CH | ZUESTA | component | DistrictCooling | name | DistrictCooling
2026-07-31 12:42:32 UTC | gr02_04_CH_ZUESTA | gr02 | 04_CH | ZUESTA | component | DistrictCooling | connected_load_w | 1520
2026-07-31 12:42:32 UTC | gr02_04_CH_ZUESTA | gr02 | 04_CH | ZUESTA | component | ComfortBandCoolingDemand | building_name | BUI1
2026-07-31 12:42:32 UTC | gr02_04_CH_ZUESTA | gr02 | 04_CH | ZUESTA | component | ComfortBandCoolingDemand | name | ComfortBandCoolingDemand
2026-07-31 12:42:32 UTC | gr02_04_CH_ZUESTA | gr02 | 04_CH | ZUESTA | component | ComfortBandCoolingDemand | max_cooling_power_in_watt | 1520
2026-07-31 12:42:32 UTC | gr02_04_CH_ZUESTA | gr02 | 04_CH | ZUESTA | component | ComfortBandCoolingDemand | proportional_gain_in_watt_per_kelvin | 4
2026-07-31 12:42:32 UTC | gr02_04_CH_ZUESTA | gr02 | 04_CH | ZUESTA | component | ComfortBandCoolingDemand | relaxation_factor | 0.55
2026-07-31 12:42:32 UTC | gr02_04_CH_ZUESTA | gr02 | 04_CH | ZUESTA | component | ComfortBandCoolingDemand | theoretical_blend | comfort_only
2026-07-31 12:42:32 UTC | gr02_04_CH_ZUESTA | gr02 | 04_CH | ZUESTA | component | BuildingThermalPowerSum | building_name | BUI1
2026-07-31 12:42:32 UTC | gr02_04_CH_ZUESTA | gr02 | 04_CH | ZUESTA | component | BuildingThermalPowerSum | name | BuildingThermalPowerSum
2026-07-31 12:42:32 UTC | gr02_04_CH_ZUESTA | gr02 | 04_CH | ZUESTA | component | BuildingThermalPowerSum | loadtype | LoadTypes.ANY
2026-07-31 12:42:32 UTC | gr02_04_CH_ZUESTA | gr02 | 04_CH | ZUESTA | component | BuildingThermalPowerSum | unit | Units.WATT
2026-07-31 12:42:32 UTC | gr02_04_CH_ZUESTA | gr02 | 04_CH | ZUESTA | component | FuelMeterDistrictHeating | building_name | BUI1
2026-07-31 12:42:32 UTC | gr02_04_CH_ZUESTA | gr02 | 04_CH | ZUESTA | component | FuelMeterDistrictHeating | name | FuelMeterDistrictHeating
2026-07-31 12:42:32 UTC | gr02_04_CH_ZUESTA | gr02 | 04_CH | ZUESTA | component | FuelMeterDistrictHeating | fuel_loadtype | LoadTypes.DISTRICTHEATING
2026-07-31 12:42:32 UTC | gr02_04_CH_ZUESTA | gr02 | 04_CH | ZUESTA | component | FuelMeterDistrictHeating | heating_value_of_fuel_in_kwh_per_liter | 9.82
2026-07-31 12:42:32 UTC | gr02_04_CH_ZUESTA | gr02 | 04_CH | ZUESTA | component | FuelMeterDistrictHeating | fuel_density_in_kg_per_m3 | 83
2026-07-31 12:42:32 UTC | gr02_04_CH_ZUESTA | gr02 | 04_CH | ZUESTA | component | FuelMeterDistrictCooling | building_name | BUI1
2026-07-31 12:42:32 UTC | gr02_04_CH_ZUESTA | gr02 | 04_CH | ZUESTA | component | FuelMeterDistrictCooling | name | FuelMeterDistrictCooling
2026-07-31 12:42:32 UTC | gr02_04_CH_ZUESTA | gr02 | 04_CH | ZUESTA | component | FuelMeterDistrictCooling | fuel_loadtype | LoadTypes.DISTRICTCOOLING
2026-07-31 12:42:32 UTC | gr02_04_CH_ZUESTA | gr02 | 04_CH | ZUESTA | component | FuelMeterDistrictCooling | heating_value_of_fuel_in_kwh_per_liter | 9.82
2026-07-31 12:42:32 UTC | gr02_04_CH_ZUESTA | gr02 | 04_CH | ZUESTA | component | FuelMeterDistrictCooling | fuel_density_in_kg_per_m3 | 83
2026-07-31 12:42:32 UTC | gr02_04_CH_ZUESTA | gr02 | 04_CH | ZUESTA | component | HeatGeneratorTotalThermalPower | building_name | BUI1
2026-07-31 12:42:32 UTC | gr02_04_CH_ZUESTA | gr02 | 04_CH | ZUESTA | component | HeatGeneratorTotalThermalPower | name | HeatGeneratorTotalThermalPower
2026-07-31 12:42:32 UTC | gr02_04_CH_ZUESTA | gr02 | 04_CH | ZUESTA | component | HeatGeneratorTotalThermalPower | loadtype | LoadTypes.ANY
2026-07-31 12:42:32 UTC | gr02_04_CH_ZUESTA | gr02 | 04_CH | ZUESTA | component | HeatGeneratorTotalThermalPower | unit | Units.WATT
2026-07-31 12:42:32 UTC | gr02_04_CH_ZUESTA | gr02 | 04_CH | ZUESTA | component | HeatGeneratorPlantDhwThermalPower | building_name | BUI1
2026-07-31 12:42:32 UTC | gr02_04_CH_ZUESTA | gr02 | 04_CH | ZUESTA | component | HeatGeneratorPlantDhwThermalPower | name | HeatGeneratorPlantDhwThermalPower
2026-07-31 12:42:32 UTC | gr02_04_CH_ZUESTA | gr02 | 04_CH | ZUESTA | component | HeatGeneratorPlantDhwThermalPower | loadtype | LoadTypes.ANY
2026-07-31 12:42:32 UTC | gr02_04_CH_ZUESTA | gr02 | 04_CH | ZUESTA | component | HeatGeneratorPlantDhwThermalPower | unit | Units.WATT
2026-07-31 12:42:32 UTC | gr02_04_CH_ZUESTA | gr02 | 04_CH | ZUESTA | component | SolarDhwThermalPower | building_name | BUI1
2026-07-31 12:42:32 UTC | gr02_04_CH_ZUESTA | gr02 | 04_CH | ZUESTA | component | SolarDhwThermalPower | name | SolarDhwThermalPower
2026-07-31 12:42:32 UTC | gr02_04_CH_ZUESTA | gr02 | 04_CH | ZUESTA | component | SolarDhwThermalPower | value_watt
2026-07-31 12:42:32 UTC | gr02_04_CH_ZUESTA | gr02 | 04_CH | ZUESTA | component | SolarDhwThermalPower | loadtype | LoadTypes.ANY
2026-07-31 12:42:32 UTC | gr02_04_CH_ZUESTA | gr02 | 04_CH | ZUESTA | component | SolarDhwThermalPower | unit | Units.WATT
2026-07-31 12:42:32 UTC | gr02_04_CH_ZUESTA | gr02 | 04_CH | ZUESTA | component | FlexibilityPotential | building_name | BUI1
2026-07-31 12:42:32 UTC | gr02_04_CH_ZUESTA | gr02 | 04_CH | ZUESTA | component | FlexibilityPotential | name | FlexibilityPotential
2026-07-31 12:42:32 UTC | gr02_04_CH_ZUESTA | gr02 | 04_CH | ZUESTA | component | FlexibilityPotential | fallback_heating_cop | 1
2026-07-31 12:42:32 UTC | gr02_04_CH_ZUESTA | gr02 | 04_CH | ZUESTA | component | FlexibilityPotential | fallback_cooling_eer
2026-07-31 12:42:32 UTC | gr02_05_CH_ZUESTA | gr02 | 05_CH | ZUESTA | simulation | SimulationParameters | year | 2050
2026-07-31 12:42:32 UTC | gr02_05_CH_ZUESTA | gr02 | 05_CH | ZUESTA | simulation | SimulationParameters | seconds_per_timestep | 9 | s
2026-07-31 12:42:32 UTC | gr02_05_CH_ZUESTA | gr02 | 05_CH | ZUESTA | simulation | SimulationParameters | country | CH
2026-07-31 12:42:32 UTC | gr02_05_CH_ZUESTA | gr02 | 05_CH | ZUESTA | cli | cli_overrides | ARCH | 05_CH
2026-07-31 12:42:32 UTC | gr02_05_CH_ZUESTA | gr02 | 05_CH | ZUESTA | cli | cli_overrides | WEATHER | ZUESTA
2026-07-31 12:42:32 UTC | gr02_05_CH_ZUESTA | gr02 | 05_CH | ZUESTA | cli | cli_overrides | TIME_HORIZON | future
2026-07-31 12:42:32 UTC | gr02_05_CH_ZUESTA | gr02 | 05_CH | ZUESTA | cli | cli_overrides | SCENARIO | none
2026-07-31 12:42:32 UTC | gr02_05_CH_ZUESTA | gr02 | 05_CH | ZUESTA | cli | cli_overrides | OCC | SIA2024
2026-07-31 12:42:32 UTC | gr02_05_CH_ZUESTA | gr02 | 05_CH | ZUESTA | cli | cli_overrides | HEATGEN_SIZING | IDEAL_LOOKUP
2026-07-31 12:42:32 UTC | gr02_05_CH_ZUESTA | gr02 | 05_CH | ZUESTA | cli | cli_overrides | HP_SHARE_OF_IDEAL | 0.8
2026-07-31 12:42:32 UTC | gr02_05_CH_ZUESTA | gr02 | 05_CH | ZUESTA | internal_loads | SIA2024Occupancy | conditioned_floor_area_in_m2 | 2
2026-07-31 12:42:32 UTC | gr02_05_CH_ZUESTA | gr02 | 05_CH | ZUESTA | internal_loads | SIA2024Occupancy | appliances_load_w_per_m2 | 1
2026-07-31 12:42:32 UTC | gr02_05_CH_ZUESTA | gr02 | 05_CH | ZUESTA | internal_loads | SIA2024Occupancy | lighting_load_w_per_m2 | 3
2026-07-31 12:42:32 UTC | gr02_05_CH_ZUESTA | gr02 | 05_CH | ZUESTA | internal_loads | SIA2024Occupancy | lighting_annual_full_load_hours | 846
2026-07-31 12:42:32 UTC | gr02_05_CH_ZUESTA | gr02 | 05_CH | ZUESTA | internal_loads | SIA2024Occupancy | appliances_yearly_utilization_per_month | 0.7995
2026-07-31 12:42:32 UTC | gr02_05_CH_ZUESTA | gr02 | 05_CH | ZUESTA | weather | Weather | source_path | C:\Users\het\HiSim\hisim\inputs\weather\custom_csv\Zurich\NABZUE_2060_RCP85_DRY.csv
2026-07-31 12:42:32 UTC | gr02_05_CH_ZUESTA | gr02 | 05_CH | ZUESTA | weather | Weather | location | Zurich
2026-07-31 12:42:32 UTC | gr02_05_CH_ZUESTA | gr02 | 05_CH | ZUESTA | weather | Weather | name | Weather
2026-07-31 12:42:32 UTC | gr02_05_CH_ZUESTA | gr02 | 05_CH | ZUESTA | component | ElectricityMeter | building_name | BUI1
2026-07-31 12:42:32 UTC | gr02_05_CH_ZUESTA | gr02 | 05_CH | ZUESTA | component | ElectricityMeter | name | ElectricityMeter
2026-07-31 12:42:32 UTC | gr02_05_CH_ZUESTA | gr02 | 05_CH | ZUESTA | building | Building | building_name | 1971_1980
2026-07-31 12:42:32 UTC | gr02_05_CH_ZUESTA | gr02 | 05_CH | ZUESTA | building | Building | building_code | AT.N.SFH.04.Gen.ReEx.001.002
2026-07-31 12:42:32 UTC | gr02_05_CH_ZUESTA | gr02 | 05_CH | ZUESTA | building | Building | building_heat_capacity_class | medium
2026-07-31 12:42:32 UTC | gr02_05_CH_ZUESTA | gr02 | 05_CH | ZUESTA | building | Building | absolute_conditioned_floor_area_in_m2 | 200
2026-07-31 12:42:32 UTC | gr02_05_CH_ZUESTA | gr02 | 05_CH | ZUESTA | building | Building | heating_reference_temperature_in_celsius | -8
2026-07-31 12:42:32 UTC | gr02_05_CH_ZUESTA | gr02 | 05_CH | ZUESTA | building | Building | floor_u_value_in_watt_per_m2_per_kelvin | 0.88
2026-07-31 12:42:32 UTC | gr02_05_CH_ZUESTA | gr02 | 05_CH | ZUESTA | building | Building | floor_area_in_m2 | 102.9
2026-07-31 12:42:32 UTC | gr02_05_CH_ZUESTA | gr02 | 05_CH | ZUESTA | building | Building | facade_u_value_in_watt_per_m2_per_kelvin | 0.56
2026-07-31 12:42:32 UTC | gr02_05_CH_ZUESTA | gr02 | 05_CH | ZUESTA | building | Building | facade_area_in_m2 | 162.6
2026-07-31 12:42:32 UTC | gr02_05_CH_ZUESTA | gr02 | 05_CH | ZUESTA | building | Building | roof_u_value_in_watt_per_m2_per_kelvin | 0.41
2026-07-31 12:42:32 UTC | gr02_05_CH_ZUESTA | gr02 | 05_CH | ZUESTA | building | Building | roof_area_in_m2 | 114.7
2026-07-31 12:42:32 UTC | gr02_05_CH_ZUESTA | gr02 | 05_CH | ZUESTA | building | Building | window_u_value_in_watt_per_m2_per_kelvin | 1.7
2026-07-31 12:42:32 UTC | gr02_05_CH_ZUESTA | gr02 | 05_CH | ZUESTA | building | Building | window_area_in_m2 | 32
2026-07-31 12:42:32 UTC | gr02_05_CH_ZUESTA | gr02 | 05_CH | ZUESTA | building | Building | door_u_value_in_watt_per_m2_per_kelvin
2026-07-31 12:42:32 UTC | gr02_05_CH_ZUESTA | gr02 | 05_CH | ZUESTA | building | Building | door_area_in_m2
2026-07-31 12:42:32 UTC | gr02_05_CH_ZUESTA | gr02 | 05_CH | ZUESTA | building | Building | set_heating_temperature_in_celsius | 20.5
2026-07-31 12:42:32 UTC | gr02_05_CH_ZUESTA | gr02 | 05_CH | ZUESTA | building | Building | set_cooling_temperature_in_celsius | 24
2026-07-31 12:42:32 UTC | gr02_05_CH_ZUESTA | gr02 | 05_CH | ZUESTA | building | Building | natural_ventilation_m3_per_h_per_person | 29
2026-07-31 12:42:32 UTC | gr02_05_CH_ZUESTA | gr02 | 05_CH | ZUESTA | building | Building | sia_natural_ventilation_m3_per_h_per_m2 | 0.6
2026-07-31 12:42:32 UTC | gr02_05_CH_ZUESTA | gr02 | 05_CH | ZUESTA | building | Building | swiss_infiltration_rate_per_h | 0.3
2026-07-31 12:42:32 UTC | gr02_05_CH_ZUESTA | gr02 | 05_CH | ZUESTA | building | Building | heating_demand_mode | iso13790
2026-07-31 12:42:32 UTC | gr02_05_CH_ZUESTA | gr02 | 05_CH | ZUESTA | building | Building | operative_heating_proportional_band_in_celsius | 1
2026-07-31 12:42:32 UTC | gr02_05_CH_ZUESTA | gr02 | 05_CH | ZUESTA | building | Building | operative_heating_proportional_gain | 1
2026-07-31 12:42:32 UTC | gr02_05_CH_ZUESTA | gr02 | 05_CH | ZUESTA | building | Building | control_comfort_lower_bound_shift_in_celsius
2026-07-31 12:42:32 UTC | gr02_05_CH_ZUESTA | gr02 | 05_CH | ZUESTA | building | Building | comfort_aware_seasonal_heating_gate | true
2026-07-31 12:42:32 UTC | gr02_05_CH_ZUESTA | gr02 | 05_CH | ZUESTA | component | StrictComfortDemandController | building_name | BUI1
2026-07-31 12:42:32 UTC | gr02_05_CH_ZUESTA | gr02 | 05_CH | ZUESTA | component | StrictComfortDemandController | name | StrictComfortDemandController
2026-07-31 12:42:32 UTC | gr02_05_CH_ZUESTA | gr02 | 05_CH | ZUESTA | component | StrictComfortDemandController | temperature_air_heating_in_celsius | 20.5
2026-07-31 12:42:32 UTC | gr02_05_CH_ZUESTA | gr02 | 05_CH | ZUESTA | component | StrictComfortDemandController | temperature_air_cooling_in_celsius | 24
2026-07-31 12:42:32 UTC | gr02_05_CH_ZUESTA | gr02 | 05_CH | ZUESTA | component | StrictComfortDemandController | offset | 0.5
2026-07-31 12:42:32 UTC | gr02_05_CH_ZUESTA | gr02 | 05_CH | ZUESTA | component | StrictComfortDemandController | mode | 2
2026-07-31 12:42:32 UTC | gr02_05_CH_ZUESTA | gr02 | 05_CH | ZUESTA | component | StrictComfortDemandController | use_adaptive_comfort_band | true
2026-07-31 12:42:32 UTC | gr02_05_CH_ZUESTA | gr02 | 05_CH | ZUESTA | component | StrictComfortDemandController | control_strategy | strict_comfort_band_v1
2026-07-31 12:42:32 UTC | gr02_05_CH_ZUESTA | gr02 | 05_CH | ZUESTA | component | StrictComfortDemandController | comfort_band_inner_offset_in_celsius | 0.5
2026-07-31 12:42:32 UTC | gr02_05_CH_ZUESTA | gr02 | 05_CH | ZUESTA | component | StrictComfortDemandController | comfort_band_inner_offset_lower_in_celsius | 1
2026-07-31 12:42:32 UTC | gr02_05_CH_ZUESTA | gr02 | 05_CH | ZUESTA | component | StrictComfortDemandController | comfort_band_inner_offset_upper_in_celsius | 0.5
2026-07-31 12:42:32 UTC | gr02_05_CH_ZUESTA | gr02 | 05_CH | ZUESTA | component | StrictComfortDemandController | heating_disabled_above_running_mean_outdoor_temperature_in_celsius | 18
2026-07-31 12:42:32 UTC | gr02_05_CH_ZUESTA | gr02 | 05_CH | ZUESTA | component | StrictComfortDemandController | cooling_enabled_above_running_mean_outdoor_temperature_in_celsius | 22
2026-07-31 12:42:32 UTC | gr02_05_CH_ZUESTA | gr02 | 05_CH | ZUESTA | component | ComfortBandHeatingDemand | building_name | BUI1
2026-07-31 12:42:32 UTC | gr02_05_CH_ZUESTA | gr02 | 05_CH | ZUESTA | component | ComfortBandHeatingDemand | name | ComfortBandHeatingDemand
2026-07-31 12:42:32 UTC | gr02_05_CH_ZUESTA | gr02 | 05_CH | ZUESTA | component | ComfortBandHeatingDemand | max_heating_power_in_watt | 10096.4
2026-07-31 12:42:32 UTC | gr02_05_CH_ZUESTA | gr02 | 05_CH | ZUESTA | component | ComfortBandHeatingDemand | proportional_gain_in_watt_per_kelvin | 20192.9
2026-07-31 12:42:32 UTC | gr02_05_CH_ZUESTA | gr02 | 05_CH | ZUESTA | component | StrictComfortSetpointModifier | building_name | BUI1
2026-07-31 12:42:32 UTC | gr02_05_CH_ZUESTA | gr02 | 05_CH | ZUESTA | component | StrictComfortSetpointModifier | name | StrictComfortSetpointModifier
2026-07-31 12:42:32 UTC | gr02_05_CH_ZUESTA | gr02 | 05_CH | ZUESTA | component | StrictComfortSetpointModifier | base_heating_setpoint_in_celsius | 20.5
2026-07-31 12:42:32 UTC | gr02_05_CH_ZUESTA | gr02 | 05_CH | ZUESTA | component | StrictComfortSetpointModifier | recovery_gain | 5
2026-07-31 12:42:32 UTC | gr02_05_CH_ZUESTA | gr02 | 05_CH | ZUESTA | component | StrictComfortSetpointModifier | max_recovery_boost_in_celsius | 5
2026-07-31 12:42:32 UTC | gr02_05_CH_ZUESTA | gr02 | 05_CH | ZUESTA | component | StrictComfortSetpointModifier | clamp_min_modifier_in_celsius
2026-07-31 12:42:32 UTC | gr02_05_CH_ZUESTA | gr02 | 05_CH | ZUESTA | component | StrictComfortSetpointModifier | clamp_max_modifier_in_celsius | 15
2026-07-31 12:42:32 UTC | gr02_05_CH_ZUESTA | gr02 | 05_CH | ZUESTA | component | HeatDistributionController | building_name | BUI1
2026-07-31 12:42:32 UTC | gr02_05_CH_ZUESTA | gr02 | 05_CH | ZUESTA | component | HeatDistributionController | name | HeatDistributionController
2026-07-31 12:42:32 UTC | gr02_05_CH_ZUESTA | gr02 | 05_CH | ZUESTA | component | HeatDistributionController | heating_system | HeatDistributionSystemType.FLOORHEATING
2026-07-31 12:42:32 UTC | gr02_05_CH_ZUESTA | gr02 | 05_CH | ZUESTA | component | HeatDistributionController | set_heating_threshold_outside_temperature_in_celsius | 16
2026-07-31 12:42:32 UTC | gr02_05_CH_ZUESTA | gr02 | 05_CH | ZUESTA | component | HeatDistributionController | heating_reference_temperature_in_celsius | -8
2026-07-31 12:42:32 UTC | gr02_05_CH_ZUESTA | gr02 | 05_CH | ZUESTA | component | HeatDistributionController | set_heating_temperature_for_building_in_celsius | 20.5
2026-07-31 12:42:32 UTC | gr02_05_CH_ZUESTA | gr02 | 05_CH | ZUESTA | component | HeatDistributionController | set_cooling_temperature_for_building_in_celsius | 24
2026-07-31 12:42:32 UTC | gr02_05_CH_ZUESTA | gr02 | 05_CH | ZUESTA | component | HeatDistributionController | heating_load_of_building_in_watt | 10096.4
2026-07-31 12:42:32 UTC | gr02_05_CH_ZUESTA | gr02 | 05_CH | ZUESTA | heat_distribution | HeatDistributionSystem | absolute_conditioned_floor_area_in_m2 | 2
2026-07-31 12:42:32 UTC | gr02_05_CH_ZUESTA | gr02 | 05_CH | ZUESTA | thermal_storage | SimpleHotWaterStorage | volume_heating_water_storage_in_liter | 504.8
2026-07-31 12:42:32 UTC | gr02_05_CH_ZUESTA | gr02 | 05_CH | ZUESTA | component | BufferRemainingCapacity60C | building_name | BUI1
2026-07-31 12:42:32 UTC | gr02_05_CH_ZUESTA | gr02 | 05_CH | ZUESTA | component | BufferRemainingCapacity60C | name | BufferRemainingCapacity60C
2026-07-31 12:42:32 UTC | gr02_05_CH_ZUESTA | gr02 | 05_CH | ZUESTA | component | BufferRemainingCapacity60C | volume_heating_water_storage_in_liter | 504.8
2026-07-31 12:42:32 UTC | gr02_05_CH_ZUESTA | gr02 | 05_CH | ZUESTA | component | BufferRemainingCapacity60C | max_temperature_in_celsius | 6
2026-07-31 12:42:32 UTC | gr02_05_CH_ZUESTA | gr02 | 05_CH | ZUESTA | component | BufferRemainingCapacity60C | water_density_kg_per_liter | 0.992
2026-07-31 12:42:32 UTC | gr02_05_CH_ZUESTA | gr02 | 05_CH | ZUESTA | component | BufferRemainingCapacity60C | water_specific_heat_capacity_j_per_kg_per_k | 4180
2026-07-31 12:42:32 UTC | gr02_05_CH_ZUESTA | gr02 | 05_CH | ZUESTA | component | DistrictHeatingController | building_name | BUI1
2026-07-31 12:42:32 UTC | gr02_05_CH_ZUESTA | gr02 | 05_CH | ZUESTA | component | DistrictHeatingController | name | DistrictHeatingController
2026-07-31 12:42:32 UTC | gr02_05_CH_ZUESTA | gr02 | 05_CH | ZUESTA | component | DistrictHeatingController | set_heating_threshold_outside_temperature_in_celsius | 16
2026-07-31 12:42:32 UTC | gr02_05_CH_ZUESTA | gr02 | 05_CH | ZUESTA | component | DistrictHeatingController | with_domestic_hot_water_preparation | true
2026-07-31 12:42:32 UTC | gr02_05_CH_ZUESTA | gr02 | 05_CH | ZUESTA | component | DistrictHeatingController | hysteresis_water_temperature_offset | 15
2026-07-31 12:42:32 UTC | gr02_05_CH_ZUESTA | gr02 | 05_CH | ZUESTA | component | DistrictHeatingController | parallel_space_heating_and_dhw_option | true
2026-07-31 12:42:32 UTC | gr02_05_CH_ZUESTA | gr02 | 05_CH | ZUESTA | heat_generator | DistrictHeating | connected_load_w | 6750
2026-07-31 12:42:32 UTC | gr02_05_CH_ZUESTA | gr02 | 05_CH | ZUESTA | component | DistrictCooling | building_name | BUI1
2026-07-31 12:42:32 UTC | gr02_05_CH_ZUESTA | gr02 | 05_CH | ZUESTA | component | DistrictCooling | name | DistrictCooling
2026-07-31 12:42:32 UTC | gr02_05_CH_ZUESTA | gr02 | 05_CH | ZUESTA | component | DistrictCooling | connected_load_w | 1484
2026-07-31 12:42:32 UTC | gr02_05_CH_ZUESTA | gr02 | 05_CH | ZUESTA | component | ComfortBandCoolingDemand | building_name | BUI1
2026-07-31 12:42:32 UTC | gr02_05_CH_ZUESTA | gr02 | 05_CH | ZUESTA | component | ComfortBandCoolingDemand | name | ComfortBandCoolingDemand
2026-07-31 12:42:32 UTC | gr02_05_CH_ZUESTA | gr02 | 05_CH | ZUESTA | component | ComfortBandCoolingDemand | max_cooling_power_in_watt | 1484
2026-07-31 12:42:32 UTC | gr02_05_CH_ZUESTA | gr02 | 05_CH | ZUESTA | component | ComfortBandCoolingDemand | proportional_gain_in_watt_per_kelvin | 4
2026-07-31 12:42:32 UTC | gr02_05_CH_ZUESTA | gr02 | 05_CH | ZUESTA | component | ComfortBandCoolingDemand | relaxation_factor | 0.55
2026-07-31 12:42:32 UTC | gr02_05_CH_ZUESTA | gr02 | 05_CH | ZUESTA | component | ComfortBandCoolingDemand | theoretical_blend | comfort_only
2026-07-31 12:42:32 UTC | gr02_05_CH_ZUESTA | gr02 | 05_CH | ZUESTA | component | BuildingThermalPowerSum | building_name | BUI1
2026-07-31 12:42:32 UTC | gr02_05_CH_ZUESTA | gr02 | 05_CH | ZUESTA | component | BuildingThermalPowerSum | name | BuildingThermalPowerSum
2026-07-31 12:42:32 UTC | gr02_05_CH_ZUESTA | gr02 | 05_CH | ZUESTA | component | BuildingThermalPowerSum | loadtype | LoadTypes.ANY
2026-07-31 12:42:32 UTC | gr02_05_CH_ZUESTA | gr02 | 05_CH | ZUESTA | component | BuildingThermalPowerSum | unit | Units.WATT
2026-07-31 12:42:32 UTC | gr02_05_CH_ZUESTA | gr02 | 05_CH | ZUESTA | component | FuelMeterDistrictHeating | building_name | BUI1
2026-07-31 12:42:32 UTC | gr02_05_CH_ZUESTA | gr02 | 05_CH | ZUESTA | component | FuelMeterDistrictHeating | name | FuelMeterDistrictHeating
2026-07-31 12:42:32 UTC | gr02_05_CH_ZUESTA | gr02 | 05_CH | ZUESTA | component | FuelMeterDistrictHeating | fuel_loadtype | LoadTypes.DISTRICTHEATING
2026-07-31 12:42:32 UTC | gr02_05_CH_ZUESTA | gr02 | 05_CH | ZUESTA | component | FuelMeterDistrictHeating | heating_value_of_fuel_in_kwh_per_liter | 9.82
2026-07-31 12:42:32 UTC | gr02_05_CH_ZUESTA | gr02 | 05_CH | ZUESTA | component | FuelMeterDistrictHeating | fuel_density_in_kg_per_m3 | 83
2026-07-31 12:42:32 UTC | gr02_05_CH_ZUESTA | gr02 | 05_CH | ZUESTA | component | FuelMeterDistrictCooling | building_name | BUI1
2026-07-31 12:42:32 UTC | gr02_05_CH_ZUESTA | gr02 | 05_CH | ZUESTA | component | FuelMeterDistrictCooling | name | FuelMeterDistrictCooling
2026-07-31 12:42:32 UTC | gr02_05_CH_ZUESTA | gr02 | 05_CH | ZUESTA | component | FuelMeterDistrictCooling | fuel_loadtype | LoadTypes.DISTRICTCOOLING
2026-07-31 12:42:32 UTC | gr02_05_CH_ZUESTA | gr02 | 05_CH | ZUESTA | component | FuelMeterDistrictCooling | heating_value_of_fuel_in_kwh_per_liter | 9.82
2026-07-31 12:42:32 UTC | gr02_05_CH_ZUESTA | gr02 | 05_CH | ZUESTA | component | FuelMeterDistrictCooling | fuel_density_in_kg_per_m3 | 83
2026-07-31 12:42:32 UTC | gr02_05_CH_ZUESTA | gr02 | 05_CH | ZUESTA | component | HeatGeneratorTotalThermalPower | building_name | BUI1
2026-07-31 12:42:32 UTC | gr02_05_CH_ZUESTA | gr02 | 05_CH | ZUESTA | component | HeatGeneratorTotalThermalPower | name | HeatGeneratorTotalThermalPower
2026-07-31 12:42:32 UTC | gr02_05_CH_ZUESTA | gr02 | 05_CH | ZUESTA | component | HeatGeneratorTotalThermalPower | loadtype | LoadTypes.ANY
2026-07-31 12:42:32 UTC | gr02_05_CH_ZUESTA | gr02 | 05_CH | ZUESTA | component | HeatGeneratorTotalThermalPower | unit | Units.WATT
2026-07-31 12:42:32 UTC | gr02_05_CH_ZUESTA | gr02 | 05_CH | ZUESTA | component | HeatGeneratorPlantDhwThermalPower | building_name | BUI1
2026-07-31 12:42:32 UTC | gr02_05_CH_ZUESTA | gr02 | 05_CH | ZUESTA | component | HeatGeneratorPlantDhwThermalPower | name | HeatGeneratorPlantDhwThermalPower
2026-07-31 12:42:32 UTC | gr02_05_CH_ZUESTA | gr02 | 05_CH | ZUESTA | component | HeatGeneratorPlantDhwThermalPower | loadtype | LoadTypes.ANY
2026-07-31 12:42:32 UTC | gr02_05_CH_ZUESTA | gr02 | 05_CH | ZUESTA | component | HeatGeneratorPlantDhwThermalPower | unit | Units.WATT
2026-07-31 12:42:32 UTC | gr02_05_CH_ZUESTA | gr02 | 05_CH | ZUESTA | component | SolarDhwThermalPower | building_name | BUI1
2026-07-31 12:42:32 UTC | gr02_05_CH_ZUESTA | gr02 | 05_CH | ZUESTA | component | SolarDhwThermalPower | name | SolarDhwThermalPower
2026-07-31 12:42:32 UTC | gr02_05_CH_ZUESTA | gr02 | 05_CH | ZUESTA | component | SolarDhwThermalPower | value_watt
2026-07-31 12:42:32 UTC | gr02_05_CH_ZUESTA | gr02 | 05_CH | ZUESTA | component | SolarDhwThermalPower | loadtype | LoadTypes.ANY
2026-07-31 12:42:32 UTC | gr02_05_CH_ZUESTA | gr02 | 05_CH | ZUESTA | component | SolarDhwThermalPower | unit | Units.WATT
2026-07-31 12:42:32 UTC | gr02_05_CH_ZUESTA | gr02 | 05_CH | ZUESTA | component | FlexibilityPotential | building_name | BUI1
2026-07-31 12:42:32 UTC | gr02_05_CH_ZUESTA | gr02 | 05_CH | ZUESTA | component | FlexibilityPotential | name | FlexibilityPotential
2026-07-31 12:42:32 UTC | gr02_05_CH_ZUESTA | gr02 | 05_CH | ZUESTA | component | FlexibilityPotential | fallback_heating_cop | 1
2026-07-31 12:42:32 UTC | gr02_05_CH_ZUESTA | gr02 | 05_CH | ZUESTA | component | FlexibilityPotential | fallback_cooling_eer
2026-07-31 12:42:32 UTC | gr02_06_CH_ZUESTA | gr02 | 06_CH | ZUESTA | simulation | SimulationParameters | year | 2050
2026-07-31 12:42:32 UTC | gr02_06_CH_ZUESTA | gr02 | 06_CH | ZUESTA | simulation | SimulationParameters | seconds_per_timestep | 9 | s
2026-07-31 12:42:32 UTC | gr02_06_CH_ZUESTA | gr02 | 06_CH | ZUESTA | simulation | SimulationParameters | country | CH
2026-07-31 12:42:32 UTC | gr02_06_CH_ZUESTA | gr02 | 06_CH | ZUESTA | cli | cli_overrides | ARCH | 06_CH
2026-07-31 12:42:32 UTC | gr02_06_CH_ZUESTA | gr02 | 06_CH | ZUESTA | cli | cli_overrides | WEATHER | ZUESTA
2026-07-31 12:42:32 UTC | gr02_06_CH_ZUESTA | gr02 | 06_CH | ZUESTA | cli | cli_overrides | TIME_HORIZON | future
2026-07-31 12:42:32 UTC | gr02_06_CH_ZUESTA | gr02 | 06_CH | ZUESTA | cli | cli_overrides | SCENARIO | none
2026-07-31 12:42:32 UTC | gr02_06_CH_ZUESTA | gr02 | 06_CH | ZUESTA | cli | cli_overrides | OCC | SIA2024
2026-07-31 12:42:32 UTC | gr02_06_CH_ZUESTA | gr02 | 06_CH | ZUESTA | cli | cli_overrides | HEATGEN_SIZING | IDEAL_LOOKUP
2026-07-31 12:42:32 UTC | gr02_06_CH_ZUESTA | gr02 | 06_CH | ZUESTA | cli | cli_overrides | HP_SHARE_OF_IDEAL | 0.8
2026-07-31 12:42:32 UTC | gr02_06_CH_ZUESTA | gr02 | 06_CH | ZUESTA | internal_loads | SIA2024Occupancy | conditioned_floor_area_in_m2 | 198
2026-07-31 12:42:32 UTC | gr02_06_CH_ZUESTA | gr02 | 06_CH | ZUESTA | internal_loads | SIA2024Occupancy | appliances_load_w_per_m2 | 1
2026-07-31 12:42:32 UTC | gr02_06_CH_ZUESTA | gr02 | 06_CH | ZUESTA | internal_loads | SIA2024Occupancy | lighting_load_w_per_m2 | 3
2026-07-31 12:42:32 UTC | gr02_06_CH_ZUESTA | gr02 | 06_CH | ZUESTA | internal_loads | SIA2024Occupancy | lighting_annual_full_load_hours | 846
2026-07-31 12:42:32 UTC | gr02_06_CH_ZUESTA | gr02 | 06_CH | ZUESTA | internal_loads | SIA2024Occupancy | appliances_yearly_utilization_per_month | 0.7995
2026-07-31 12:42:32 UTC | gr02_06_CH_ZUESTA | gr02 | 06_CH | ZUESTA | weather | Weather | source_path | C:\Users\het\HiSim\hisim\inputs\weather\custom_csv\Zurich\NABZUE_2060_RCP85_DRY.csv
2026-07-31 12:42:32 UTC | gr02_06_CH_ZUESTA | gr02 | 06_CH | ZUESTA | weather | Weather | location | Zurich
2026-07-31 12:42:32 UTC | gr02_06_CH_ZUESTA | gr02 | 06_CH | ZUESTA | weather | Weather | name | Weather
2026-07-31 12:42:32 UTC | gr02_06_CH_ZUESTA | gr02 | 06_CH | ZUESTA | component | ElectricityMeter | building_name | BUI1
2026-07-31 12:42:32 UTC | gr02_06_CH_ZUESTA | gr02 | 06_CH | ZUESTA | component | ElectricityMeter | name | ElectricityMeter
2026-07-31 12:42:32 UTC | gr02_06_CH_ZUESTA | gr02 | 06_CH | ZUESTA | building | Building | building_name | 1981_1990
2026-07-31 12:42:32 UTC | gr02_06_CH_ZUESTA | gr02 | 06_CH | ZUESTA | building | Building | building_code | AT.N.SFH.05.Gen.ReEx.001.002
2026-07-31 12:42:32 UTC | gr02_06_CH_ZUESTA | gr02 | 06_CH | ZUESTA | building | Building | building_heat_capacity_class | medium
2026-07-31 12:42:32 UTC | gr02_06_CH_ZUESTA | gr02 | 06_CH | ZUESTA | building | Building | absolute_conditioned_floor_area_in_m2 | 198
2026-07-31 12:42:32 UTC | gr02_06_CH_ZUESTA | gr02 | 06_CH | ZUESTA | building | Building | heating_reference_temperature_in_celsius | -8
2026-07-31 12:42:32 UTC | gr02_06_CH_ZUESTA | gr02 | 06_CH | ZUESTA | building | Building | floor_u_value_in_watt_per_m2_per_kelvin | 0.61
2026-07-31 12:42:32 UTC | gr02_06_CH_ZUESTA | gr02 | 06_CH | ZUESTA | building | Building | floor_area_in_m2 | 88.2
2026-07-31 12:42:32 UTC | gr02_06_CH_ZUESTA | gr02 | 06_CH | ZUESTA | building | Building | facade_u_value_in_watt_per_m2_per_kelvin | 0.4
2026-07-31 12:42:32 UTC | gr02_06_CH_ZUESTA | gr02 | 06_CH | ZUESTA | building | Building | facade_area_in_m2 | 160.2
2026-07-31 12:42:32 UTC | gr02_06_CH_ZUESTA | gr02 | 06_CH | ZUESTA | building | Building | roof_u_value_in_watt_per_m2_per_kelvin | 0.36
2026-07-31 12:42:32 UTC | gr02_06_CH_ZUESTA | gr02 | 06_CH | ZUESTA | building | Building | roof_area_in_m2 | 103.2
2026-07-31 12:42:32 UTC | gr02_06_CH_ZUESTA | gr02 | 06_CH | ZUESTA | building | Building | window_u_value_in_watt_per_m2_per_kelvin | 1.9
2026-07-31 12:42:32 UTC | gr02_06_CH_ZUESTA | gr02 | 06_CH | ZUESTA | building | Building | window_area_in_m2 | 31.68
2026-07-31 12:42:32 UTC | gr02_06_CH_ZUESTA | gr02 | 06_CH | ZUESTA | building | Building | door_u_value_in_watt_per_m2_per_kelvin
2026-07-31 12:42:32 UTC | gr02_06_CH_ZUESTA | gr02 | 06_CH | ZUESTA | building | Building | door_area_in_m2
2026-07-31 12:42:32 UTC | gr02_06_CH_ZUESTA | gr02 | 06_CH | ZUESTA | building | Building | set_heating_temperature_in_celsius | 20.5
2026-07-31 12:42:32 UTC | gr02_06_CH_ZUESTA | gr02 | 06_CH | ZUESTA | building | Building | set_cooling_temperature_in_celsius | 24
2026-07-31 12:42:32 UTC | gr02_06_CH_ZUESTA | gr02 | 06_CH | ZUESTA | building | Building | natural_ventilation_m3_per_h_per_person | 29
2026-07-31 12:42:32 UTC | gr02_06_CH_ZUESTA | gr02 | 06_CH | ZUESTA | building | Building | sia_natural_ventilation_m3_per_h_per_m2 | 0.6
2026-07-31 12:42:32 UTC | gr02_06_CH_ZUESTA | gr02 | 06_CH | ZUESTA | building | Building | swiss_infiltration_rate_per_h | 0.15
2026-07-31 12:42:32 UTC | gr02_06_CH_ZUESTA | gr02 | 06_CH | ZUESTA | building | Building | heating_demand_mode | iso13790
2026-07-31 12:42:32 UTC | gr02_06_CH_ZUESTA | gr02 | 06_CH | ZUESTA | building | Building | operative_heating_proportional_band_in_celsius | 1
2026-07-31 12:42:32 UTC | gr02_06_CH_ZUESTA | gr02 | 06_CH | ZUESTA | building | Building | operative_heating_proportional_gain | 1
2026-07-31 12:42:32 UTC | gr02_06_CH_ZUESTA | gr02 | 06_CH | ZUESTA | building | Building | control_comfort_lower_bound_shift_in_celsius
2026-07-31 12:42:32 UTC | gr02_06_CH_ZUESTA | gr02 | 06_CH | ZUESTA | building | Building | comfort_aware_seasonal_heating_gate | true
2026-07-31 12:42:32 UTC | gr02_06_CH_ZUESTA | gr02 | 06_CH | ZUESTA | component | StrictComfortDemandController | building_name | BUI1
2026-07-31 12:42:32 UTC | gr02_06_CH_ZUESTA | gr02 | 06_CH | ZUESTA | component | StrictComfortDemandController | name | StrictComfortDemandController
2026-07-31 12:42:32 UTC | gr02_06_CH_ZUESTA | gr02 | 06_CH | ZUESTA | component | StrictComfortDemandController | temperature_air_heating_in_celsius | 20.5
2026-07-31 12:42:32 UTC | gr02_06_CH_ZUESTA | gr02 | 06_CH | ZUESTA | component | StrictComfortDemandController | temperature_air_cooling_in_celsius | 24
2026-07-31 12:42:32 UTC | gr02_06_CH_ZUESTA | gr02 | 06_CH | ZUESTA | component | StrictComfortDemandController | offset | 0.5
2026-07-31 12:42:32 UTC | gr02_06_CH_ZUESTA | gr02 | 06_CH | ZUESTA | component | StrictComfortDemandController | mode | 2
2026-07-31 12:42:32 UTC | gr02_06_CH_ZUESTA | gr02 | 06_CH | ZUESTA | component | StrictComfortDemandController | use_adaptive_comfort_band | true
2026-07-31 12:42:32 UTC | gr02_06_CH_ZUESTA | gr02 | 06_CH | ZUESTA | component | StrictComfortDemandController | control_strategy | strict_comfort_band_v1
2026-07-31 12:42:32 UTC | gr02_06_CH_ZUESTA | gr02 | 06_CH | ZUESTA | component | StrictComfortDemandController | comfort_band_inner_offset_in_celsius | 0.5
2026-07-31 12:42:32 UTC | gr02_06_CH_ZUESTA | gr02 | 06_CH | ZUESTA | component | StrictComfortDemandController | comfort_band_inner_offset_lower_in_celsius | 1
2026-07-31 12:42:32 UTC | gr02_06_CH_ZUESTA | gr02 | 06_CH | ZUESTA | component | StrictComfortDemandController | comfort_band_inner_offset_upper_in_celsius | 0.5
2026-07-31 12:42:32 UTC | gr02_06_CH_ZUESTA | gr02 | 06_CH | ZUESTA | component | StrictComfortDemandController | heating_disabled_above_running_mean_outdoor_temperature_in_celsius | 18
2026-07-31 12:42:32 UTC | gr02_06_CH_ZUESTA | gr02 | 06_CH | ZUESTA | component | StrictComfortDemandController | cooling_enabled_above_running_mean_outdoor_temperature_in_celsius | 22
2026-07-31 12:42:32 UTC | gr02_06_CH_ZUESTA | gr02 | 06_CH | ZUESTA | component | ComfortBandHeatingDemand | building_name | BUI1
2026-07-31 12:42:32 UTC | gr02_06_CH_ZUESTA | gr02 | 06_CH | ZUESTA | component | ComfortBandHeatingDemand | name | ComfortBandHeatingDemand
2026-07-31 12:42:32 UTC | gr02_06_CH_ZUESTA | gr02 | 06_CH | ZUESTA | component | ComfortBandHeatingDemand | max_heating_power_in_watt | 7683.01
2026-07-31 12:42:32 UTC | gr02_06_CH_ZUESTA | gr02 | 06_CH | ZUESTA | component | ComfortBandHeatingDemand | proportional_gain_in_watt_per_kelvin | 15366
2026-07-31 12:42:32 UTC | gr02_06_CH_ZUESTA | gr02 | 06_CH | ZUESTA | component | StrictComfortSetpointModifier | building_name | BUI1
2026-07-31 12:42:32 UTC | gr02_06_CH_ZUESTA | gr02 | 06_CH | ZUESTA | component | StrictComfortSetpointModifier | name | StrictComfortSetpointModifier
2026-07-31 12:42:32 UTC | gr02_06_CH_ZUESTA | gr02 | 06_CH | ZUESTA | component | StrictComfortSetpointModifier | base_heating_setpoint_in_celsius | 20.5
2026-07-31 12:42:32 UTC | gr02_06_CH_ZUESTA | gr02 | 06_CH | ZUESTA | component | StrictComfortSetpointModifier | recovery_gain | 5
2026-07-31 12:42:32 UTC | gr02_06_CH_ZUESTA | gr02 | 06_CH | ZUESTA | component | StrictComfortSetpointModifier | max_recovery_boost_in_celsius | 5
2026-07-31 12:42:32 UTC | gr02_06_CH_ZUESTA | gr02 | 06_CH | ZUESTA | component | StrictComfortSetpointModifier | clamp_min_modifier_in_celsius
2026-07-31 12:42:32 UTC | gr02_06_CH_ZUESTA | gr02 | 06_CH | ZUESTA | component | StrictComfortSetpointModifier | clamp_max_modifier_in_celsius | 15
2026-07-31 12:42:32 UTC | gr02_06_CH_ZUESTA | gr02 | 06_CH | ZUESTA | component | HeatDistributionController | building_name | BUI1
2026-07-31 12:42:32 UTC | gr02_06_CH_ZUESTA | gr02 | 06_CH | ZUESTA | component | HeatDistributionController | name | HeatDistributionController
2026-07-31 12:42:32 UTC | gr02_06_CH_ZUESTA | gr02 | 06_CH | ZUESTA | component | HeatDistributionController | heating_system | HeatDistributionSystemType.FLOORHEATING
2026-07-31 12:42:32 UTC | gr02_06_CH_ZUESTA | gr02 | 06_CH | ZUESTA | component | HeatDistributionController | set_heating_threshold_outside_temperature_in_celsius | 16
2026-07-31 12:42:32 UTC | gr02_06_CH_ZUESTA | gr02 | 06_CH | ZUESTA | component | HeatDistributionController | heating_reference_temperature_in_celsius | -8
2026-07-31 12:42:32 UTC | gr02_06_CH_ZUESTA | gr02 | 06_CH | ZUESTA | component | HeatDistributionController | set_heating_temperature_for_building_in_celsius | 20.5
2026-07-31 12:42:32 UTC | gr02_06_CH_ZUESTA | gr02 | 06_CH | ZUESTA | component | HeatDistributionController | set_cooling_temperature_for_building_in_celsius | 24
2026-07-31 12:42:32 UTC | gr02_06_CH_ZUESTA | gr02 | 06_CH | ZUESTA | component | HeatDistributionController | heating_load_of_building_in_watt | 7683.01
2026-07-31 12:42:32 UTC | gr02_06_CH_ZUESTA | gr02 | 06_CH | ZUESTA | heat_distribution | HeatDistributionSystem | absolute_conditioned_floor_area_in_m2 | 198
2026-07-31 12:42:32 UTC | gr02_06_CH_ZUESTA | gr02 | 06_CH | ZUESTA | thermal_storage | SimpleHotWaterStorage | volume_heating_water_storage_in_liter | 384.1
2026-07-31 12:42:32 UTC | gr02_06_CH_ZUESTA | gr02 | 06_CH | ZUESTA | component | BufferRemainingCapacity60C | building_name | BUI1
2026-07-31 12:42:32 UTC | gr02_06_CH_ZUESTA | gr02 | 06_CH | ZUESTA | component | BufferRemainingCapacity60C | name | BufferRemainingCapacity60C
2026-07-31 12:42:32 UTC | gr02_06_CH_ZUESTA | gr02 | 06_CH | ZUESTA | component | BufferRemainingCapacity60C | volume_heating_water_storage_in_liter | 384.1
2026-07-31 12:42:32 UTC | gr02_06_CH_ZUESTA | gr02 | 06_CH | ZUESTA | component | BufferRemainingCapacity60C | max_temperature_in_celsius | 6
2026-07-31 12:42:32 UTC | gr02_06_CH_ZUESTA | gr02 | 06_CH | ZUESTA | component | BufferRemainingCapacity60C | water_density_kg_per_liter | 0.992
2026-07-31 12:42:32 UTC | gr02_06_CH_ZUESTA | gr02 | 06_CH | ZUESTA | component | BufferRemainingCapacity60C | water_specific_heat_capacity_j_per_kg_per_k | 4180
2026-07-31 12:42:32 UTC | gr02_06_CH_ZUESTA | gr02 | 06_CH | ZUESTA | component | DistrictHeatingController | building_name | BUI1
2026-07-31 12:42:32 UTC | gr02_06_CH_ZUESTA | gr02 | 06_CH | ZUESTA | component | DistrictHeatingController | name | DistrictHeatingController
2026-07-31 12:42:32 UTC | gr02_06_CH_ZUESTA | gr02 | 06_CH | ZUESTA | component | DistrictHeatingController | set_heating_threshold_outside_temperature_in_celsius | 16
2026-07-31 12:42:32 UTC | gr02_06_CH_ZUESTA | gr02 | 06_CH | ZUESTA | component | DistrictHeatingController | with_domestic_hot_water_preparation | true
2026-07-31 12:42:32 UTC | gr02_06_CH_ZUESTA | gr02 | 06_CH | ZUESTA | component | DistrictHeatingController | hysteresis_water_temperature_offset | 15
2026-07-31 12:42:32 UTC | gr02_06_CH_ZUESTA | gr02 | 06_CH | ZUESTA | component | DistrictHeatingController | parallel_space_heating_and_dhw_option | true
2026-07-31 12:42:32 UTC | gr02_06_CH_ZUESTA | gr02 | 06_CH | ZUESTA | heat_generator | DistrictHeating | connected_load_w | 5070
2026-07-31 12:42:32 UTC | gr02_06_CH_ZUESTA | gr02 | 06_CH | ZUESTA | component | DistrictCooling | building_name | BUI1
2026-07-31 12:42:32 UTC | gr02_06_CH_ZUESTA | gr02 | 06_CH | ZUESTA | component | DistrictCooling | name | DistrictCooling
2026-07-31 12:42:32 UTC | gr02_06_CH_ZUESTA | gr02 | 06_CH | ZUESTA | component | DistrictCooling | connected_load_w | 1102
2026-07-31 12:42:32 UTC | gr02_06_CH_ZUESTA | gr02 | 06_CH | ZUESTA | component | ComfortBandCoolingDemand | building_name | BUI1
2026-07-31 12:42:32 UTC | gr02_06_CH_ZUESTA | gr02 | 06_CH | ZUESTA | component | ComfortBandCoolingDemand | name | ComfortBandCoolingDemand
2026-07-31 12:42:32 UTC | gr02_06_CH_ZUESTA | gr02 | 06_CH | ZUESTA | component | ComfortBandCoolingDemand | max_cooling_power_in_watt | 1102
2026-07-31 12:42:32 UTC | gr02_06_CH_ZUESTA | gr02 | 06_CH | ZUESTA | component | ComfortBandCoolingDemand | proportional_gain_in_watt_per_kelvin | 4
2026-07-31 12:42:32 UTC | gr02_06_CH_ZUESTA | gr02 | 06_CH | ZUESTA | component | ComfortBandCoolingDemand | relaxation_factor | 0.55
2026-07-31 12:42:32 UTC | gr02_06_CH_ZUESTA | gr02 | 06_CH | ZUESTA | component | ComfortBandCoolingDemand | theoretical_blend | comfort_only
2026-07-31 12:42:32 UTC | gr02_06_CH_ZUESTA | gr02 | 06_CH | ZUESTA | component | BuildingThermalPowerSum | building_name | BUI1
2026-07-31 12:42:32 UTC | gr02_06_CH_ZUESTA | gr02 | 06_CH | ZUESTA | component | BuildingThermalPowerSum | name | BuildingThermalPowerSum
2026-07-31 12:42:32 UTC | gr02_06_CH_ZUESTA | gr02 | 06_CH | ZUESTA | component | BuildingThermalPowerSum | loadtype | LoadTypes.ANY
2026-07-31 12:42:32 UTC | gr02_06_CH_ZUESTA | gr02 | 06_CH | ZUESTA | component | BuildingThermalPowerSum | unit | Units.WATT
2026-07-31 12:42:32 UTC | gr02_06_CH_ZUESTA | gr02 | 06_CH | ZUESTA | component | FuelMeterDistrictHeating | building_name | BUI1
2026-07-31 12:42:32 UTC | gr02_06_CH_ZUESTA | gr02 | 06_CH | ZUESTA | component | FuelMeterDistrictHeating | name | FuelMeterDistrictHeating
2026-07-31 12:42:32 UTC | gr02_06_CH_ZUESTA | gr02 | 06_CH | ZUESTA | component | FuelMeterDistrictHeating | fuel_loadtype | LoadTypes.DISTRICTHEATING
2026-07-31 12:42:32 UTC | gr02_06_CH_ZUESTA | gr02 | 06_CH | ZUESTA | component | FuelMeterDistrictHeating | heating_value_of_fuel_in_kwh_per_liter | 9.82
2026-07-31 12:42:32 UTC | gr02_06_CH_ZUESTA | gr02 | 06_CH | ZUESTA | component | FuelMeterDistrictHeating | fuel_density_in_kg_per_m3 | 83
2026-07-31 12:42:32 UTC | gr02_06_CH_ZUESTA | gr02 | 06_CH | ZUESTA | component | FuelMeterDistrictCooling | building_name | BUI1
2026-07-31 12:42:32 UTC | gr02_06_CH_ZUESTA | gr02 | 06_CH | ZUESTA | component | FuelMeterDistrictCooling | name | FuelMeterDistrictCooling
2026-07-31 12:42:32 UTC | gr02_06_CH_ZUESTA | gr02 | 06_CH | ZUESTA | component | FuelMeterDistrictCooling | fuel_loadtype | LoadTypes.DISTRICTCOOLING
2026-07-31 12:42:32 UTC | gr02_06_CH_ZUESTA | gr02 | 06_CH | ZUESTA | component | FuelMeterDistrictCooling | heating_value_of_fuel_in_kwh_per_liter | 9.82
2026-07-31 12:42:32 UTC | gr02_06_CH_ZUESTA | gr02 | 06_CH | ZUESTA | component | FuelMeterDistrictCooling | fuel_density_in_kg_per_m3 | 83
2026-07-31 12:42:32 UTC | gr02_06_CH_ZUESTA | gr02 | 06_CH | ZUESTA | component | HeatGeneratorTotalThermalPower | building_name | BUI1
2026-07-31 12:42:32 UTC | gr02_06_CH_ZUESTA | gr02 | 06_CH | ZUESTA | component | HeatGeneratorTotalThermalPower | name | HeatGeneratorTotalThermalPower
2026-07-31 12:42:32 UTC | gr02_06_CH_ZUESTA | gr02 | 06_CH | ZUESTA | component | HeatGeneratorTotalThermalPower | loadtype | LoadTypes.ANY
2026-07-31 12:42:32 UTC | gr02_06_CH_ZUESTA | gr02 | 06_CH | ZUESTA | component | HeatGeneratorTotalThermalPower | unit | Units.WATT
2026-07-31 12:42:32 UTC | gr02_06_CH_ZUESTA | gr02 | 06_CH | ZUESTA | component | HeatGeneratorPlantDhwThermalPower | building_name | BUI1
2026-07-31 12:42:32 UTC | gr02_06_CH_ZUESTA | gr02 | 06_CH | ZUESTA | component | HeatGeneratorPlantDhwThermalPower | name | HeatGeneratorPlantDhwThermalPower
2026-07-31 12:42:32 UTC | gr02_06_CH_ZUESTA | gr02 | 06_CH | ZUESTA | component | HeatGeneratorPlantDhwThermalPower | loadtype | LoadTypes.ANY
2026-07-31 12:42:32 UTC | gr02_06_CH_ZUESTA | gr02 | 06_CH | ZUESTA | component | HeatGeneratorPlantDhwThermalPower | unit | Units.WATT
2026-07-31 12:42:32 UTC | gr02_06_CH_ZUESTA | gr02 | 06_CH | ZUESTA | component | SolarDhwThermalPower | building_name | BUI1
2026-07-31 12:42:32 UTC | gr02_06_CH_ZUESTA | gr02 | 06_CH | ZUESTA | component | SolarDhwThermalPower | name | SolarDhwThermalPower
2026-07-31 12:42:32 UTC | gr02_06_CH_ZUESTA | gr02 | 06_CH | ZUESTA | component | SolarDhwThermalPower | value_watt
2026-07-31 12:42:32 UTC | gr02_06_CH_ZUESTA | gr02 | 06_CH | ZUESTA | component | SolarDhwThermalPower | loadtype | LoadTypes.ANY
2026-07-31 12:42:32 UTC | gr02_06_CH_ZUESTA | gr02 | 06_CH | ZUESTA | component | SolarDhwThermalPower | unit | Units.WATT
2026-07-31 12:42:32 UTC | gr02_06_CH_ZUESTA | gr02 | 06_CH | ZUESTA | component | FlexibilityPotential | building_name | BUI1
2026-07-31 12:42:32 UTC | gr02_06_CH_ZUESTA | gr02 | 06_CH | ZUESTA | component | FlexibilityPotential | name | FlexibilityPotential
2026-07-31 12:42:32 UTC | gr02_06_CH_ZUESTA | gr02 | 06_CH | ZUESTA | component | FlexibilityPotential | fallback_heating_cop | 1
2026-07-31 12:42:32 UTC | gr02_06_CH_ZUESTA | gr02 | 06_CH | ZUESTA | component | FlexibilityPotential | fallback_cooling_eer
2026-07-31 12:42:32 UTC | gr02_07_CH_ZUESTA | gr02 | 07_CH | ZUESTA | simulation | SimulationParameters | year | 2050
2026-07-31 12:42:32 UTC | gr02_07_CH_ZUESTA | gr02 | 07_CH | ZUESTA | simulation | SimulationParameters | seconds_per_timestep | 9 | s
2026-07-31 12:42:32 UTC | gr02_07_CH_ZUESTA | gr02 | 07_CH | ZUESTA | simulation | SimulationParameters | country | CH
2026-07-31 12:42:32 UTC | gr02_07_CH_ZUESTA | gr02 | 07_CH | ZUESTA | cli | cli_overrides | ARCH | 07_CH
2026-07-31 12:42:32 UTC | gr02_07_CH_ZUESTA | gr02 | 07_CH | ZUESTA | cli | cli_overrides | WEATHER | ZUESTA
2026-07-31 12:42:32 UTC | gr02_07_CH_ZUESTA | gr02 | 07_CH | ZUESTA | cli | cli_overrides | TIME_HORIZON | future
2026-07-31 12:42:32 UTC | gr02_07_CH_ZUESTA | gr02 | 07_CH | ZUESTA | cli | cli_overrides | SCENARIO | none
2026-07-31 12:42:32 UTC | gr02_07_CH_ZUESTA | gr02 | 07_CH | ZUESTA | cli | cli_overrides | OCC | SIA2024
2026-07-31 12:42:32 UTC | gr02_07_CH_ZUESTA | gr02 | 07_CH | ZUESTA | cli | cli_overrides | HEATGEN_SIZING | IDEAL_LOOKUP
2026-07-31 12:42:32 UTC | gr02_07_CH_ZUESTA | gr02 | 07_CH | ZUESTA | cli | cli_overrides | HP_SHARE_OF_IDEAL | 0.8
2026-07-31 12:42:32 UTC | gr02_07_CH_ZUESTA | gr02 | 07_CH | ZUESTA | internal_loads | SIA2024Occupancy | conditioned_floor_area_in_m2 | 199
2026-07-31 12:42:32 UTC | gr02_07_CH_ZUESTA | gr02 | 07_CH | ZUESTA | internal_loads | SIA2024Occupancy | appliances_load_w_per_m2 | 1
2026-07-31 12:42:32 UTC | gr02_07_CH_ZUESTA | gr02 | 07_CH | ZUESTA | internal_loads | SIA2024Occupancy | lighting_load_w_per_m2 | 3
2026-07-31 12:42:32 UTC | gr02_07_CH_ZUESTA | gr02 | 07_CH | ZUESTA | internal_loads | SIA2024Occupancy | lighting_annual_full_load_hours | 846
2026-07-31 12:42:32 UTC | gr02_07_CH_ZUESTA | gr02 | 07_CH | ZUESTA | internal_loads | SIA2024Occupancy | appliances_yearly_utilization_per_month | 0.7995
2026-07-31 12:42:32 UTC | gr02_07_CH_ZUESTA | gr02 | 07_CH | ZUESTA | weather | Weather | source_path | C:\Users\het\HiSim\hisim\inputs\weather\custom_csv\Zurich\NABZUE_2060_RCP85_DRY.csv
2026-07-31 12:42:32 UTC | gr02_07_CH_ZUESTA | gr02 | 07_CH | ZUESTA | weather | Weather | location | Zurich
2026-07-31 12:42:32 UTC | gr02_07_CH_ZUESTA | gr02 | 07_CH | ZUESTA | weather | Weather | name | Weather
2026-07-31 12:42:32 UTC | gr02_07_CH_ZUESTA | gr02 | 07_CH | ZUESTA | component | ElectricityMeter | building_name | BUI1
2026-07-31 12:42:32 UTC | gr02_07_CH_ZUESTA | gr02 | 07_CH | ZUESTA | component | ElectricityMeter | name | ElectricityMeter
2026-07-31 12:42:32 UTC | gr02_07_CH_ZUESTA | gr02 | 07_CH | ZUESTA | building | Building | building_name | 1991_2000
2026-07-31 12:42:32 UTC | gr02_07_CH_ZUESTA | gr02 | 07_CH | ZUESTA | building | Building | building_code | AT.N.SFH.06.Gen.ReEx.001.002
2026-07-31 12:42:32 UTC | gr02_07_CH_ZUESTA | gr02 | 07_CH | ZUESTA | building | Building | building_heat_capacity_class | heavy
2026-07-31 12:42:32 UTC | gr02_07_CH_ZUESTA | gr02 | 07_CH | ZUESTA | building | Building | absolute_conditioned_floor_area_in_m2 | 199
2026-07-31 12:42:32 UTC | gr02_07_CH_ZUESTA | gr02 | 07_CH | ZUESTA | building | Building | heating_reference_temperature_in_celsius | -8
2026-07-31 12:42:32 UTC | gr02_07_CH_ZUESTA | gr02 | 07_CH | ZUESTA | building | Building | floor_u_value_in_watt_per_m2_per_kelvin | 0.55
2026-07-31 12:42:32 UTC | gr02_07_CH_ZUESTA | gr02 | 07_CH | ZUESTA | building | Building | floor_area_in_m2 | 81
2026-07-31 12:42:32 UTC | gr02_07_CH_ZUESTA | gr02 | 07_CH | ZUESTA | building | Building | facade_u_value_in_watt_per_m2_per_kelvin | 0.35
2026-07-31 12:42:32 UTC | gr02_07_CH_ZUESTA | gr02 | 07_CH | ZUESTA | building | Building | facade_area_in_m2 | 164
2026-07-31 12:42:32 UTC | gr02_07_CH_ZUESTA | gr02 | 07_CH | ZUESTA | building | Building | roof_u_value_in_watt_per_m2_per_kelvin | 0.34
2026-07-31 12:42:32 UTC | gr02_07_CH_ZUESTA | gr02 | 07_CH | ZUESTA | building | Building | roof_area_in_m2 | 96
2026-07-31 12:42:32 UTC | gr02_07_CH_ZUESTA | gr02 | 07_CH | ZUESTA | building | Building | window_u_value_in_watt_per_m2_per_kelvin | 1.7
2026-07-31 12:42:32 UTC | gr02_07_CH_ZUESTA | gr02 | 07_CH | ZUESTA | building | Building | window_area_in_m2 | 31.84
2026-07-31 12:42:32 UTC | gr02_07_CH_ZUESTA | gr02 | 07_CH | ZUESTA | building | Building | door_u_value_in_watt_per_m2_per_kelvin
2026-07-31 12:42:32 UTC | gr02_07_CH_ZUESTA | gr02 | 07_CH | ZUESTA | building | Building | door_area_in_m2
2026-07-31 12:42:32 UTC | gr02_07_CH_ZUESTA | gr02 | 07_CH | ZUESTA | building | Building | set_heating_temperature_in_celsius | 20.5
2026-07-31 12:42:32 UTC | gr02_07_CH_ZUESTA | gr02 | 07_CH | ZUESTA | building | Building | set_cooling_temperature_in_celsius | 24
2026-07-31 12:42:32 UTC | gr02_07_CH_ZUESTA | gr02 | 07_CH | ZUESTA | building | Building | natural_ventilation_m3_per_h_per_person | 29
2026-07-31 12:42:32 UTC | gr02_07_CH_ZUESTA | gr02 | 07_CH | ZUESTA | building | Building | sia_natural_ventilation_m3_per_h_per_m2 | 0.6
2026-07-31 12:42:32 UTC | gr02_07_CH_ZUESTA | gr02 | 07_CH | ZUESTA | building | Building | swiss_infiltration_rate_per_h | 0.15
2026-07-31 12:42:32 UTC | gr02_07_CH_ZUESTA | gr02 | 07_CH | ZUESTA | building | Building | heating_demand_mode | iso13790
2026-07-31 12:42:32 UTC | gr02_07_CH_ZUESTA | gr02 | 07_CH | ZUESTA | building | Building | operative_heating_proportional_band_in_celsius | 1
2026-07-31 12:42:32 UTC | gr02_07_CH_ZUESTA | gr02 | 07_CH | ZUESTA | building | Building | operative_heating_proportional_gain | 1
2026-07-31 12:42:32 UTC | gr02_07_CH_ZUESTA | gr02 | 07_CH | ZUESTA | building | Building | control_comfort_lower_bound_shift_in_celsius
2026-07-31 12:42:32 UTC | gr02_07_CH_ZUESTA | gr02 | 07_CH | ZUESTA | building | Building | comfort_aware_seasonal_heating_gate | true
2026-07-31 12:42:32 UTC | gr02_07_CH_ZUESTA | gr02 | 07_CH | ZUESTA | component | StrictComfortDemandController | building_name | BUI1
2026-07-31 12:42:32 UTC | gr02_07_CH_ZUESTA | gr02 | 07_CH | ZUESTA | component | StrictComfortDemandController | name | StrictComfortDemandController
2026-07-31 12:42:32 UTC | gr02_07_CH_ZUESTA | gr02 | 07_CH | ZUESTA | component | StrictComfortDemandController | temperature_air_heating_in_celsius | 20.5
2026-07-31 12:42:32 UTC | gr02_07_CH_ZUESTA | gr02 | 07_CH | ZUESTA | component | StrictComfortDemandController | temperature_air_cooling_in_celsius | 24
2026-07-31 12:42:32 UTC | gr02_07_CH_ZUESTA | gr02 | 07_CH | ZUESTA | component | StrictComfortDemandController | offset | 0.5
2026-07-31 12:42:32 UTC | gr02_07_CH_ZUESTA | gr02 | 07_CH | ZUESTA | component | StrictComfortDemandController | mode | 2
2026-07-31 12:42:32 UTC | gr02_07_CH_ZUESTA | gr02 | 07_CH | ZUESTA | component | StrictComfortDemandController | use_adaptive_comfort_band | true
2026-07-31 12:42:32 UTC | gr02_07_CH_ZUESTA | gr02 | 07_CH | ZUESTA | component | StrictComfortDemandController | control_strategy | strict_comfort_band_v1
2026-07-31 12:42:32 UTC | gr02_07_CH_ZUESTA | gr02 | 07_CH | ZUESTA | component | StrictComfortDemandController | comfort_band_inner_offset_in_celsius | 0.5
2026-07-31 12:42:32 UTC | gr02_07_CH_ZUESTA | gr02 | 07_CH | ZUESTA | component | StrictComfortDemandController | comfort_band_inner_offset_lower_in_celsius | 1
2026-07-31 12:42:32 UTC | gr02_07_CH_ZUESTA | gr02 | 07_CH | ZUESTA | component | StrictComfortDemandController | comfort_band_inner_offset_upper_in_celsius | 0.5
2026-07-31 12:42:32 UTC | gr02_07_CH_ZUESTA | gr02 | 07_CH | ZUESTA | component | StrictComfortDemandController | heating_disabled_above_running_mean_outdoor_temperature_in_celsius | 18
2026-07-31 12:42:32 UTC | gr02_07_CH_ZUESTA | gr02 | 07_CH | ZUESTA | component | StrictComfortDemandController | cooling_enabled_above_running_mean_outdoor_temperature_in_celsius | 22
2026-07-31 12:42:32 UTC | gr02_07_CH_ZUESTA | gr02 | 07_CH | ZUESTA | component | ComfortBandHeatingDemand | building_name | BUI1
2026-07-31 12:42:32 UTC | gr02_07_CH_ZUESTA | gr02 | 07_CH | ZUESTA | component | ComfortBandHeatingDemand | name | ComfortBandHeatingDemand
2026-07-31 12:42:32 UTC | gr02_07_CH_ZUESTA | gr02 | 07_CH | ZUESTA | component | ComfortBandHeatingDemand | max_heating_power_in_watt | 7052.23
2026-07-31 12:42:32 UTC | gr02_07_CH_ZUESTA | gr02 | 07_CH | ZUESTA | component | ComfortBandHeatingDemand | proportional_gain_in_watt_per_kelvin | 14104.5
2026-07-31 12:42:32 UTC | gr02_07_CH_ZUESTA | gr02 | 07_CH | ZUESTA | component | StrictComfortSetpointModifier | building_name | BUI1
2026-07-31 12:42:32 UTC | gr02_07_CH_ZUESTA | gr02 | 07_CH | ZUESTA | component | StrictComfortSetpointModifier | name | StrictComfortSetpointModifier
2026-07-31 12:42:32 UTC | gr02_07_CH_ZUESTA | gr02 | 07_CH | ZUESTA | component | StrictComfortSetpointModifier | base_heating_setpoint_in_celsius | 20.5
2026-07-31 12:42:32 UTC | gr02_07_CH_ZUESTA | gr02 | 07_CH | ZUESTA | component | StrictComfortSetpointModifier | recovery_gain | 5
2026-07-31 12:42:32 UTC | gr02_07_CH_ZUESTA | gr02 | 07_CH | ZUESTA | component | StrictComfortSetpointModifier | max_recovery_boost_in_celsius | 5
2026-07-31 12:42:32 UTC | gr02_07_CH_ZUESTA | gr02 | 07_CH | ZUESTA | component | StrictComfortSetpointModifier | clamp_min_modifier_in_celsius
2026-07-31 12:42:32 UTC | gr02_07_CH_ZUESTA | gr02 | 07_CH | ZUESTA | component | StrictComfortSetpointModifier | clamp_max_modifier_in_celsius | 15
2026-07-31 12:42:32 UTC | gr02_07_CH_ZUESTA | gr02 | 07_CH | ZUESTA | component | HeatDistributionController | building_name | BUI1
2026-07-31 12:42:32 UTC | gr02_07_CH_ZUESTA | gr02 | 07_CH | ZUESTA | component | HeatDistributionController | name | HeatDistributionController
2026-07-31 12:42:32 UTC | gr02_07_CH_ZUESTA | gr02 | 07_CH | ZUESTA | component | HeatDistributionController | heating_system | HeatDistributionSystemType.FLOORHEATING
2026-07-31 12:42:32 UTC | gr02_07_CH_ZUESTA | gr02 | 07_CH | ZUESTA | component | HeatDistributionController | set_heating_threshold_outside_temperature_in_celsius | 16
2026-07-31 12:42:32 UTC | gr02_07_CH_ZUESTA | gr02 | 07_CH | ZUESTA | component | HeatDistributionController | heating_reference_temperature_in_celsius | -8
2026-07-31 12:42:32 UTC | gr02_07_CH_ZUESTA | gr02 | 07_CH | ZUESTA | component | HeatDistributionController | set_heating_temperature_for_building_in_celsius | 20.5
2026-07-31 12:42:32 UTC | gr02_07_CH_ZUESTA | gr02 | 07_CH | ZUESTA | component | HeatDistributionController | set_cooling_temperature_for_building_in_celsius | 24
2026-07-31 12:42:32 UTC | gr02_07_CH_ZUESTA | gr02 | 07_CH | ZUESTA | component | HeatDistributionController | heating_load_of_building_in_watt | 7052.23
2026-07-31 12:42:32 UTC | gr02_07_CH_ZUESTA | gr02 | 07_CH | ZUESTA | heat_distribution | HeatDistributionSystem | absolute_conditioned_floor_area_in_m2 | 199
2026-07-31 12:42:32 UTC | gr02_07_CH_ZUESTA | gr02 | 07_CH | ZUESTA | thermal_storage | SimpleHotWaterStorage | volume_heating_water_storage_in_liter | 352.6
2026-07-31 12:42:32 UTC | gr02_07_CH_ZUESTA | gr02 | 07_CH | ZUESTA | component | BufferRemainingCapacity60C | building_name | BUI1
2026-07-31 12:42:32 UTC | gr02_07_CH_ZUESTA | gr02 | 07_CH | ZUESTA | component | BufferRemainingCapacity60C | name | BufferRemainingCapacity60C
2026-07-31 12:42:32 UTC | gr02_07_CH_ZUESTA | gr02 | 07_CH | ZUESTA | component | BufferRemainingCapacity60C | volume_heating_water_storage_in_liter | 352.6
2026-07-31 12:42:32 UTC | gr02_07_CH_ZUESTA | gr02 | 07_CH | ZUESTA | component | BufferRemainingCapacity60C | max_temperature_in_celsius | 6
2026-07-31 12:42:32 UTC | gr02_07_CH_ZUESTA | gr02 | 07_CH | ZUESTA | component | BufferRemainingCapacity60C | water_density_kg_per_liter | 0.992
2026-07-31 12:42:32 UTC | gr02_07_CH_ZUESTA | gr02 | 07_CH | ZUESTA | component | BufferRemainingCapacity60C | water_specific_heat_capacity_j_per_kg_per_k | 4180
2026-07-31 12:42:32 UTC | gr02_07_CH_ZUESTA | gr02 | 07_CH | ZUESTA | component | DistrictHeatingController | building_name | BUI1
2026-07-31 12:42:32 UTC | gr02_07_CH_ZUESTA | gr02 | 07_CH | ZUESTA | component | DistrictHeatingController | name | DistrictHeatingController
2026-07-31 12:42:32 UTC | gr02_07_CH_ZUESTA | gr02 | 07_CH | ZUESTA | component | DistrictHeatingController | set_heating_threshold_outside_temperature_in_celsius | 16
2026-07-31 12:42:32 UTC | gr02_07_CH_ZUESTA | gr02 | 07_CH | ZUESTA | component | DistrictHeatingController | with_domestic_hot_water_preparation | true
2026-07-31 12:42:32 UTC | gr02_07_CH_ZUESTA | gr02 | 07_CH | ZUESTA | component | DistrictHeatingController | hysteresis_water_temperature_offset | 15
2026-07-31 12:42:32 UTC | gr02_07_CH_ZUESTA | gr02 | 07_CH | ZUESTA | component | DistrictHeatingController | parallel_space_heating_and_dhw_option | true
2026-07-31 12:42:32 UTC | gr02_07_CH_ZUESTA | gr02 | 07_CH | ZUESTA | heat_generator | DistrictHeating | connected_load_w | 4730
2026-07-31 12:42:32 UTC | gr02_07_CH_ZUESTA | gr02 | 07_CH | ZUESTA | component | DistrictCooling | building_name | BUI1
2026-07-31 12:42:32 UTC | gr02_07_CH_ZUESTA | gr02 | 07_CH | ZUESTA | component | DistrictCooling | name | DistrictCooling
2026-07-31 12:42:32 UTC | gr02_07_CH_ZUESTA | gr02 | 07_CH | ZUESTA | component | DistrictCooling | connected_load_w | 1102
2026-07-31 12:42:32 UTC | gr02_07_CH_ZUESTA | gr02 | 07_CH | ZUESTA | component | ComfortBandCoolingDemand | building_name | BUI1
2026-07-31 12:42:32 UTC | gr02_07_CH_ZUESTA | gr02 | 07_CH | ZUESTA | component | ComfortBandCoolingDemand | name | ComfortBandCoolingDemand
2026-07-31 12:42:32 UTC | gr02_07_CH_ZUESTA | gr02 | 07_CH | ZUESTA | component | ComfortBandCoolingDemand | max_cooling_power_in_watt | 1102
2026-07-31 12:42:32 UTC | gr02_07_CH_ZUESTA | gr02 | 07_CH | ZUESTA | component | ComfortBandCoolingDemand | proportional_gain_in_watt_per_kelvin | 4
2026-07-31 12:42:32 UTC | gr02_07_CH_ZUESTA | gr02 | 07_CH | ZUESTA | component | ComfortBandCoolingDemand | relaxation_factor | 0.55
2026-07-31 12:42:32 UTC | gr02_07_CH_ZUESTA | gr02 | 07_CH | ZUESTA | component | ComfortBandCoolingDemand | theoretical_blend | comfort_only
2026-07-31 12:42:32 UTC | gr02_07_CH_ZUESTA | gr02 | 07_CH | ZUESTA | component | BuildingThermalPowerSum | building_name | BUI1
2026-07-31 12:42:32 UTC | gr02_07_CH_ZUESTA | gr02 | 07_CH | ZUESTA | component | BuildingThermalPowerSum | name | BuildingThermalPowerSum
2026-07-31 12:42:32 UTC | gr02_07_CH_ZUESTA | gr02 | 07_CH | ZUESTA | component | BuildingThermalPowerSum | loadtype | LoadTypes.ANY
2026-07-31 12:42:32 UTC | gr02_07_CH_ZUESTA | gr02 | 07_CH | ZUESTA | component | BuildingThermalPowerSum | unit | Units.WATT
2026-07-31 12:42:32 UTC | gr02_07_CH_ZUESTA | gr02 | 07_CH | ZUESTA | component | FuelMeterDistrictHeating | building_name | BUI1
2026-07-31 12:42:32 UTC | gr02_07_CH_ZUESTA | gr02 | 07_CH | ZUESTA | component | FuelMeterDistrictHeating | name | FuelMeterDistrictHeating
2026-07-31 12:42:32 UTC | gr02_07_CH_ZUESTA | gr02 | 07_CH | ZUESTA | component | FuelMeterDistrictHeating | fuel_loadtype | LoadTypes.DISTRICTHEATING
2026-07-31 12:42:32 UTC | gr02_07_CH_ZUESTA | gr02 | 07_CH | ZUESTA | component | FuelMeterDistrictHeating | heating_value_of_fuel_in_kwh_per_liter | 9.82
2026-07-31 12:42:32 UTC | gr02_07_CH_ZUESTA | gr02 | 07_CH | ZUESTA | component | FuelMeterDistrictHeating | fuel_density_in_kg_per_m3 | 83
2026-07-31 12:42:32 UTC | gr02_07_CH_ZUESTA | gr02 | 07_CH | ZUESTA | component | FuelMeterDistrictCooling | building_name | BUI1
2026-07-31 12:42:32 UTC | gr02_07_CH_ZUESTA | gr02 | 07_CH | ZUESTA | component | FuelMeterDistrictCooling | name | FuelMeterDistrictCooling
2026-07-31 12:42:32 UTC | gr02_07_CH_ZUESTA | gr02 | 07_CH | ZUESTA | component | FuelMeterDistrictCooling | fuel_loadtype | LoadTypes.DISTRICTCOOLING
2026-07-31 12:42:32 UTC | gr02_07_CH_ZUESTA | gr02 | 07_CH | ZUESTA | component | FuelMeterDistrictCooling | heating_value_of_fuel_in_kwh_per_liter | 9.82
2026-07-31 12:42:32 UTC | gr02_07_CH_ZUESTA | gr02 | 07_CH | ZUESTA | component | FuelMeterDistrictCooling | fuel_density_in_kg_per_m3 | 83
2026-07-31 12:42:32 UTC | gr02_07_CH_ZUESTA | gr02 | 07_CH | ZUESTA | component | HeatGeneratorTotalThermalPower | building_name | BUI1
2026-07-31 12:42:32 UTC | gr02_07_CH_ZUESTA | gr02 | 07_CH | ZUESTA | component | HeatGeneratorTotalThermalPower | name | HeatGeneratorTotalThermalPower
2026-07-31 12:42:32 UTC | gr02_07_CH_ZUESTA | gr02 | 07_CH | ZUESTA | component | HeatGeneratorTotalThermalPower | loadtype | LoadTypes.ANY
2026-07-31 12:42:32 UTC | gr02_07_CH_ZUESTA | gr02 | 07_CH | ZUESTA | component | HeatGeneratorTotalThermalPower | unit | Units.WATT
2026-07-31 12:42:32 UTC | gr02_07_CH_ZUESTA | gr02 | 07_CH | ZUESTA | component | HeatGeneratorPlantDhwThermalPower | building_name | BUI1
2026-07-31 12:42:32 UTC | gr02_07_CH_ZUESTA | gr02 | 07_CH | ZUESTA | component | HeatGeneratorPlantDhwThermalPower | name | HeatGeneratorPlantDhwThermalPower
2026-07-31 12:42:32 UTC | gr02_07_CH_ZUESTA | gr02 | 07_CH | ZUESTA | component | HeatGeneratorPlantDhwThermalPower | loadtype | LoadTypes.ANY
2026-07-31 12:42:32 UTC | gr02_07_CH_ZUESTA | gr02 | 07_CH | ZUESTA | component | HeatGeneratorPlantDhwThermalPower | unit | Units.WATT
2026-07-31 12:42:32 UTC | gr02_07_CH_ZUESTA | gr02 | 07_CH | ZUESTA | component | SolarDhwThermalPower | building_name | BUI1
2026-07-31 12:42:32 UTC | gr02_07_CH_ZUESTA | gr02 | 07_CH | ZUESTA | component | SolarDhwThermalPower | name | SolarDhwThermalPower
2026-07-31 12:42:32 UTC | gr02_07_CH_ZUESTA | gr02 | 07_CH | ZUESTA | component | SolarDhwThermalPower | value_watt
2026-07-31 12:42:32 UTC | gr02_07_CH_ZUESTA | gr02 | 07_CH | ZUESTA | component | SolarDhwThermalPower | loadtype | LoadTypes.ANY
2026-07-31 12:42:32 UTC | gr02_07_CH_ZUESTA | gr02 | 07_CH | ZUESTA | component | SolarDhwThermalPower | unit | Units.WATT
2026-07-31 12:42:32 UTC | gr02_07_CH_ZUESTA | gr02 | 07_CH | ZUESTA | component | FlexibilityPotential | building_name | BUI1
2026-07-31 12:42:32 UTC | gr02_07_CH_ZUESTA | gr02 | 07_CH | ZUESTA | component | FlexibilityPotential | name | FlexibilityPotential
2026-07-31 12:42:32 UTC | gr02_07_CH_ZUESTA | gr02 | 07_CH | ZUESTA | component | FlexibilityPotential | fallback_heating_cop | 1
2026-07-31 12:42:32 UTC | gr02_07_CH_ZUESTA | gr02 | 07_CH | ZUESTA | component | FlexibilityPotential | fallback_cooling_eer
2026-07-31 12:42:32 UTC | gr02_08_CH_ZUESTA | gr02 | 08_CH | ZUESTA | simulation | SimulationParameters | year | 2050
2026-07-31 12:42:32 UTC | gr02_08_CH_ZUESTA | gr02 | 08_CH | ZUESTA | simulation | SimulationParameters | seconds_per_timestep | 9 | s
2026-07-31 12:42:32 UTC | gr02_08_CH_ZUESTA | gr02 | 08_CH | ZUESTA | simulation | SimulationParameters | country | CH
2026-07-31 12:42:32 UTC | gr02_08_CH_ZUESTA | gr02 | 08_CH | ZUESTA | cli | cli_overrides | ARCH | 08_CH
2026-07-31 12:42:32 UTC | gr02_08_CH_ZUESTA | gr02 | 08_CH | ZUESTA | cli | cli_overrides | WEATHER | ZUESTA
2026-07-31 12:42:32 UTC | gr02_08_CH_ZUESTA | gr02 | 08_CH | ZUESTA | cli | cli_overrides | TIME_HORIZON | future
2026-07-31 12:42:32 UTC | gr02_08_CH_ZUESTA | gr02 | 08_CH | ZUESTA | cli | cli_overrides | SCENARIO | none
2026-07-31 12:42:32 UTC | gr02_08_CH_ZUESTA | gr02 | 08_CH | ZUESTA | cli | cli_overrides | OCC | SIA2024
2026-07-31 12:42:32 UTC | gr02_08_CH_ZUESTA | gr02 | 08_CH | ZUESTA | cli | cli_overrides | HEATGEN_SIZING | IDEAL_LOOKUP
2026-07-31 12:42:32 UTC | gr02_08_CH_ZUESTA | gr02 | 08_CH | ZUESTA | cli | cli_overrides | HP_SHARE_OF_IDEAL | 0.8
2026-07-31 12:42:32 UTC | gr02_08_CH_ZUESTA | gr02 | 08_CH | ZUESTA | internal_loads | SIA2024Occupancy | conditioned_floor_area_in_m2 | 201
2026-07-31 12:42:32 UTC | gr02_08_CH_ZUESTA | gr02 | 08_CH | ZUESTA | internal_loads | SIA2024Occupancy | appliances_load_w_per_m2 | 1
2026-07-31 12:42:32 UTC | gr02_08_CH_ZUESTA | gr02 | 08_CH | ZUESTA | internal_loads | SIA2024Occupancy | lighting_load_w_per_m2 | 3
2026-07-31 12:42:32 UTC | gr02_08_CH_ZUESTA | gr02 | 08_CH | ZUESTA | internal_loads | SIA2024Occupancy | lighting_annual_full_load_hours | 846
2026-07-31 12:42:32 UTC | gr02_08_CH_ZUESTA | gr02 | 08_CH | ZUESTA | internal_loads | SIA2024Occupancy | appliances_yearly_utilization_per_month | 0.7995
2026-07-31 12:42:32 UTC | gr02_08_CH_ZUESTA | gr02 | 08_CH | ZUESTA | weather | Weather | source_path | C:\Users\het\HiSim\hisim\inputs\weather\custom_csv\Zurich\NABZUE_2060_RCP85_DRY.csv
2026-07-31 12:42:32 UTC | gr02_08_CH_ZUESTA | gr02 | 08_CH | ZUESTA | weather | Weather | location | Zurich
2026-07-31 12:42:32 UTC | gr02_08_CH_ZUESTA | gr02 | 08_CH | ZUESTA | weather | Weather | name | Weather
2026-07-31 12:42:32 UTC | gr02_08_CH_ZUESTA | gr02 | 08_CH | ZUESTA | component | ElectricityMeter | building_name | BUI1
2026-07-31 12:42:32 UTC | gr02_08_CH_ZUESTA | gr02 | 08_CH | ZUESTA | component | ElectricityMeter | name | ElectricityMeter
2026-07-31 12:42:32 UTC | gr02_08_CH_ZUESTA | gr02 | 08_CH | ZUESTA | building | Building | building_name | 2001_2010
2026-07-31 12:42:32 UTC | gr02_08_CH_ZUESTA | gr02 | 08_CH | ZUESTA | building | Building | building_code | AT.N.SFH.07.Gen.ReEx.001.002
2026-07-31 12:42:32 UTC | gr02_08_CH_ZUESTA | gr02 | 08_CH | ZUESTA | building | Building | building_heat_capacity_class | heavy
2026-07-31 12:42:32 UTC | gr02_08_CH_ZUESTA | gr02 | 08_CH | ZUESTA | building | Building | absolute_conditioned_floor_area_in_m2 | 201
2026-07-31 12:42:32 UTC | gr02_08_CH_ZUESTA | gr02 | 08_CH | ZUESTA | building | Building | heating_reference_temperature_in_celsius | -8
2026-07-31 12:42:32 UTC | gr02_08_CH_ZUESTA | gr02 | 08_CH | ZUESTA | building | Building | floor_u_value_in_watt_per_m2_per_kelvin | 0.38
2026-07-31 12:42:32 UTC | gr02_08_CH_ZUESTA | gr02 | 08_CH | ZUESTA | building | Building | floor_area_in_m2 | 84.2
2026-07-31 12:42:32 UTC | gr02_08_CH_ZUESTA | gr02 | 08_CH | ZUESTA | building | Building | facade_u_value_in_watt_per_m2_per_kelvin | 0.3
2026-07-31 12:42:32 UTC | gr02_08_CH_ZUESTA | gr02 | 08_CH | ZUESTA | building | Building | facade_area_in_m2 | 177.6
2026-07-31 12:42:32 UTC | gr02_08_CH_ZUESTA | gr02 | 08_CH | ZUESTA | building | Building | roof_u_value_in_watt_per_m2_per_kelvin | 0.26
2026-07-31 12:42:32 UTC | gr02_08_CH_ZUESTA | gr02 | 08_CH | ZUESTA | building | Building | roof_area_in_m2 | 96.76
2026-07-31 12:42:32 UTC | gr02_08_CH_ZUESTA | gr02 | 08_CH | ZUESTA | building | Building | window_u_value_in_watt_per_m2_per_kelvin | 1.5
2026-07-31 12:42:32 UTC | gr02_08_CH_ZUESTA | gr02 | 08_CH | ZUESTA | building | Building | window_area_in_m2 | 32.16
2026-07-31 12:42:32 UTC | gr02_08_CH_ZUESTA | gr02 | 08_CH | ZUESTA | building | Building | door_u_value_in_watt_per_m2_per_kelvin
2026-07-31 12:42:32 UTC | gr02_08_CH_ZUESTA | gr02 | 08_CH | ZUESTA | building | Building | door_area_in_m2
2026-07-31 12:42:32 UTC | gr02_08_CH_ZUESTA | gr02 | 08_CH | ZUESTA | building | Building | set_heating_temperature_in_celsius | 20.5
2026-07-31 12:42:32 UTC | gr02_08_CH_ZUESTA | gr02 | 08_CH | ZUESTA | building | Building | set_cooling_temperature_in_celsius | 24
2026-07-31 12:42:32 UTC | gr02_08_CH_ZUESTA | gr02 | 08_CH | ZUESTA | building | Building | natural_ventilation_m3_per_h_per_person | 29
2026-07-31 12:42:32 UTC | gr02_08_CH_ZUESTA | gr02 | 08_CH | ZUESTA | building | Building | sia_natural_ventilation_m3_per_h_per_m2 | 0.6
2026-07-31 12:42:32 UTC | gr02_08_CH_ZUESTA | gr02 | 08_CH | ZUESTA | building | Building | swiss_infiltration_rate_per_h | 0.15
2026-07-31 12:42:32 UTC | gr02_08_CH_ZUESTA | gr02 | 08_CH | ZUESTA | building | Building | heating_demand_mode | iso13790
2026-07-31 12:42:32 UTC | gr02_08_CH_ZUESTA | gr02 | 08_CH | ZUESTA | building | Building | operative_heating_proportional_band_in_celsius | 1
2026-07-31 12:42:32 UTC | gr02_08_CH_ZUESTA | gr02 | 08_CH | ZUESTA | building | Building | operative_heating_proportional_gain | 1
2026-07-31 12:42:32 UTC | gr02_08_CH_ZUESTA | gr02 | 08_CH | ZUESTA | building | Building | control_comfort_lower_bound_shift_in_celsius
2026-07-31 12:42:32 UTC | gr02_08_CH_ZUESTA | gr02 | 08_CH | ZUESTA | building | Building | comfort_aware_seasonal_heating_gate | true
2026-07-31 12:42:32 UTC | gr02_08_CH_ZUESTA | gr02 | 08_CH | ZUESTA | component | StrictComfortDemandController | building_name | BUI1
2026-07-31 12:42:32 UTC | gr02_08_CH_ZUESTA | gr02 | 08_CH | ZUESTA | component | StrictComfortDemandController | name | StrictComfortDemandController
2026-07-31 12:42:32 UTC | gr02_08_CH_ZUESTA | gr02 | 08_CH | ZUESTA | component | StrictComfortDemandController | temperature_air_heating_in_celsius | 20.5
2026-07-31 12:42:32 UTC | gr02_08_CH_ZUESTA | gr02 | 08_CH | ZUESTA | component | StrictComfortDemandController | temperature_air_cooling_in_celsius | 24
2026-07-31 12:42:32 UTC | gr02_08_CH_ZUESTA | gr02 | 08_CH | ZUESTA | component | StrictComfortDemandController | offset | 0.5
2026-07-31 12:42:32 UTC | gr02_08_CH_ZUESTA | gr02 | 08_CH | ZUESTA | component | StrictComfortDemandController | mode | 2
2026-07-31 12:42:32 UTC | gr02_08_CH_ZUESTA | gr02 | 08_CH | ZUESTA | component | StrictComfortDemandController | use_adaptive_comfort_band | true
2026-07-31 12:42:32 UTC | gr02_08_CH_ZUESTA | gr02 | 08_CH | ZUESTA | component | StrictComfortDemandController | control_strategy | strict_comfort_band_v1
2026-07-31 12:42:32 UTC | gr02_08_CH_ZUESTA | gr02 | 08_CH | ZUESTA | component | StrictComfortDemandController | comfort_band_inner_offset_in_celsius | 0.5
2026-07-31 12:42:32 UTC | gr02_08_CH_ZUESTA | gr02 | 08_CH | ZUESTA | component | StrictComfortDemandController | comfort_band_inner_offset_lower_in_celsius | 1
2026-07-31 12:42:32 UTC | gr02_08_CH_ZUESTA | gr02 | 08_CH | ZUESTA | component | StrictComfortDemandController | comfort_band_inner_offset_upper_in_celsius | 0.5
2026-07-31 12:42:32 UTC | gr02_08_CH_ZUESTA | gr02 | 08_CH | ZUESTA | component | StrictComfortDemandController | heating_disabled_above_running_mean_outdoor_temperature_in_celsius | 18
2026-07-31 12:42:32 UTC | gr02_08_CH_ZUESTA | gr02 | 08_CH | ZUESTA | component | StrictComfortDemandController | cooling_enabled_above_running_mean_outdoor_temperature_in_celsius | 22
2026-07-31 12:42:32 UTC | gr02_08_CH_ZUESTA | gr02 | 08_CH | ZUESTA | component | ComfortBandHeatingDemand | building_name | BUI1
2026-07-31 12:42:32 UTC | gr02_08_CH_ZUESTA | gr02 | 08_CH | ZUESTA | component | ComfortBandHeatingDemand | name | ComfortBandHeatingDemand
2026-07-31 12:42:32 UTC | gr02_08_CH_ZUESTA | gr02 | 08_CH | ZUESTA | component | ComfortBandHeatingDemand | max_heating_power_in_watt | 5754.87
2026-07-31 12:42:32 UTC | gr02_08_CH_ZUESTA | gr02 | 08_CH | ZUESTA | component | ComfortBandHeatingDemand | proportional_gain_in_watt_per_kelvin | 11509.7
2026-07-31 12:42:32 UTC | gr02_08_CH_ZUESTA | gr02 | 08_CH | ZUESTA | component | StrictComfortSetpointModifier | building_name | BUI1
2026-07-31 12:42:32 UTC | gr02_08_CH_ZUESTA | gr02 | 08_CH | ZUESTA | component | StrictComfortSetpointModifier | name | StrictComfortSetpointModifier
2026-07-31 12:42:32 UTC | gr02_08_CH_ZUESTA | gr02 | 08_CH | ZUESTA | component | StrictComfortSetpointModifier | base_heating_setpoint_in_celsius | 20.5
2026-07-31 12:42:32 UTC | gr02_08_CH_ZUESTA | gr02 | 08_CH | ZUESTA | component | StrictComfortSetpointModifier | recovery_gain | 5
2026-07-31 12:42:32 UTC | gr02_08_CH_ZUESTA | gr02 | 08_CH | ZUESTA | component | StrictComfortSetpointModifier | max_recovery_boost_in_celsius | 5
2026-07-31 12:42:32 UTC | gr02_08_CH_ZUESTA | gr02 | 08_CH | ZUESTA | component | StrictComfortSetpointModifier | clamp_min_modifier_in_celsius
2026-07-31 12:42:32 UTC | gr02_08_CH_ZUESTA | gr02 | 08_CH | ZUESTA | component | StrictComfortSetpointModifier | clamp_max_modifier_in_celsius | 15
2026-07-31 12:42:32 UTC | gr02_08_CH_ZUESTA | gr02 | 08_CH | ZUESTA | component | HeatDistributionController | building_name | BUI1
2026-07-31 12:42:32 UTC | gr02_08_CH_ZUESTA | gr02 | 08_CH | ZUESTA | component | HeatDistributionController | name | HeatDistributionController
2026-07-31 12:42:32 UTC | gr02_08_CH_ZUESTA | gr02 | 08_CH | ZUESTA | component | HeatDistributionController | heating_system | HeatDistributionSystemType.FLOORHEATING
2026-07-31 12:42:32 UTC | gr02_08_CH_ZUESTA | gr02 | 08_CH | ZUESTA | component | HeatDistributionController | set_heating_threshold_outside_temperature_in_celsius | 16
2026-07-31 12:42:32 UTC | gr02_08_CH_ZUESTA | gr02 | 08_CH | ZUESTA | component | HeatDistributionController | heating_reference_temperature_in_celsius | -8
2026-07-31 12:42:32 UTC | gr02_08_CH_ZUESTA | gr02 | 08_CH | ZUESTA | component | HeatDistributionController | set_heating_temperature_for_building_in_celsius | 20.5
2026-07-31 12:42:32 UTC | gr02_08_CH_ZUESTA | gr02 | 08_CH | ZUESTA | component | HeatDistributionController | set_cooling_temperature_for_building_in_celsius | 24
2026-07-31 12:42:32 UTC | gr02_08_CH_ZUESTA | gr02 | 08_CH | ZUESTA | component | HeatDistributionController | heating_load_of_building_in_watt | 5754.87
2026-07-31 12:42:32 UTC | gr02_08_CH_ZUESTA | gr02 | 08_CH | ZUESTA | heat_distribution | HeatDistributionSystem | absolute_conditioned_floor_area_in_m2 | 201
2026-07-31 12:42:32 UTC | gr02_08_CH_ZUESTA | gr02 | 08_CH | ZUESTA | thermal_storage | SimpleHotWaterStorage | volume_heating_water_storage_in_liter | 287.7
2026-07-31 12:42:32 UTC | gr02_08_CH_ZUESTA | gr02 | 08_CH | ZUESTA | component | BufferRemainingCapacity60C | building_name | BUI1
2026-07-31 12:42:32 UTC | gr02_08_CH_ZUESTA | gr02 | 08_CH | ZUESTA | component | BufferRemainingCapacity60C | name | BufferRemainingCapacity60C
2026-07-31 12:42:32 UTC | gr02_08_CH_ZUESTA | gr02 | 08_CH | ZUESTA | component | BufferRemainingCapacity60C | volume_heating_water_storage_in_liter | 287.7
2026-07-31 12:42:32 UTC | gr02_08_CH_ZUESTA | gr02 | 08_CH | ZUESTA | component | BufferRemainingCapacity60C | max_temperature_in_celsius | 6
2026-07-31 12:42:32 UTC | gr02_08_CH_ZUESTA | gr02 | 08_CH | ZUESTA | component | BufferRemainingCapacity60C | water_density_kg_per_liter | 0.992
2026-07-31 12:42:32 UTC | gr02_08_CH_ZUESTA | gr02 | 08_CH | ZUESTA | component | BufferRemainingCapacity60C | water_specific_heat_capacity_j_per_kg_per_k | 4180
2026-07-31 12:42:32 UTC | gr02_08_CH_ZUESTA | gr02 | 08_CH | ZUESTA | component | DistrictHeatingController | building_name | BUI1
2026-07-31 12:42:32 UTC | gr02_08_CH_ZUESTA | gr02 | 08_CH | ZUESTA | component | DistrictHeatingController | name | DistrictHeatingController
2026-07-31 12:42:32 UTC | gr02_08_CH_ZUESTA | gr02 | 08_CH | ZUESTA | component | DistrictHeatingController | set_heating_threshold_outside_temperature_in_celsius | 16
2026-07-31 12:42:32 UTC | gr02_08_CH_ZUESTA | gr02 | 08_CH | ZUESTA | component | DistrictHeatingController | with_domestic_hot_water_preparation | true
2026-07-31 12:42:32 UTC | gr02_08_CH_ZUESTA | gr02 | 08_CH | ZUESTA | component | DistrictHeatingController | hysteresis_water_temperature_offset | 15
2026-07-31 12:42:32 UTC | gr02_08_CH_ZUESTA | gr02 | 08_CH | ZUESTA | component | DistrictHeatingController | parallel_space_heating_and_dhw_option | true
2026-07-31 12:42:32 UTC | gr02_08_CH_ZUESTA | gr02 | 08_CH | ZUESTA | heat_generator | DistrictHeating | connected_load_w | 4100
2026-07-31 12:42:32 UTC | gr02_08_CH_ZUESTA | gr02 | 08_CH | ZUESTA | component | DistrictCooling | building_name | BUI1
2026-07-31 12:42:32 UTC | gr02_08_CH_ZUESTA | gr02 | 08_CH | ZUESTA | component | DistrictCooling | name | DistrictCooling
2026-07-31 12:42:32 UTC | gr02_08_CH_ZUESTA | gr02 | 08_CH | ZUESTA | component | DistrictCooling | connected_load_w | 95
2026-07-31 12:42:32 UTC | gr02_08_CH_ZUESTA | gr02 | 08_CH | ZUESTA | component | ComfortBandCoolingDemand | building_name | BUI1
2026-07-31 12:42:32 UTC | gr02_08_CH_ZUESTA | gr02 | 08_CH | ZUESTA | component | ComfortBandCoolingDemand | name | ComfortBandCoolingDemand
2026-07-31 12:42:32 UTC | gr02_08_CH_ZUESTA | gr02 | 08_CH | ZUESTA | component | ComfortBandCoolingDemand | max_cooling_power_in_watt | 95
2026-07-31 12:42:32 UTC | gr02_08_CH_ZUESTA | gr02 | 08_CH | ZUESTA | component | ComfortBandCoolingDemand | proportional_gain_in_watt_per_kelvin | 4
2026-07-31 12:42:32 UTC | gr02_08_CH_ZUESTA | gr02 | 08_CH | ZUESTA | component | ComfortBandCoolingDemand | relaxation_factor | 0.55
2026-07-31 12:42:32 UTC | gr02_08_CH_ZUESTA | gr02 | 08_CH | ZUESTA | component | ComfortBandCoolingDemand | theoretical_blend | comfort_only
2026-07-31 12:42:32 UTC | gr02_08_CH_ZUESTA | gr02 | 08_CH | ZUESTA | component | BuildingThermalPowerSum | building_name | BUI1
2026-07-31 12:42:32 UTC | gr02_08_CH_ZUESTA | gr02 | 08_CH | ZUESTA | component | BuildingThermalPowerSum | name | BuildingThermalPowerSum
2026-07-31 12:42:32 UTC | gr02_08_CH_ZUESTA | gr02 | 08_CH | ZUESTA | component | BuildingThermalPowerSum | loadtype | LoadTypes.ANY
2026-07-31 12:42:32 UTC | gr02_08_CH_ZUESTA | gr02 | 08_CH | ZUESTA | component | BuildingThermalPowerSum | unit | Units.WATT
2026-07-31 12:42:32 UTC | gr02_08_CH_ZUESTA | gr02 | 08_CH | ZUESTA | component | FuelMeterDistrictHeating | building_name | BUI1
2026-07-31 12:42:32 UTC | gr02_08_CH_ZUESTA | gr02 | 08_CH | ZUESTA | component | FuelMeterDistrictHeating | name | FuelMeterDistrictHeating
2026-07-31 12:42:32 UTC | gr02_08_CH_ZUESTA | gr02 | 08_CH | ZUESTA | component | FuelMeterDistrictHeating | fuel_loadtype | LoadTypes.DISTRICTHEATING
2026-07-31 12:42:32 UTC | gr02_08_CH_ZUESTA | gr02 | 08_CH | ZUESTA | component | FuelMeterDistrictHeating | heating_value_of_fuel_in_kwh_per_liter | 9.82
2026-07-31 12:42:32 UTC | gr02_08_CH_ZUESTA | gr02 | 08_CH | ZUESTA | component | FuelMeterDistrictHeating | fuel_density_in_kg_per_m3 | 83
2026-07-31 12:42:32 UTC | gr02_08_CH_ZUESTA | gr02 | 08_CH | ZUESTA | component | FuelMeterDistrictCooling | building_name | BUI1
2026-07-31 12:42:32 UTC | gr02_08_CH_ZUESTA | gr02 | 08_CH | ZUESTA | component | FuelMeterDistrictCooling | name | FuelMeterDistrictCooling
2026-07-31 12:42:32 UTC | gr02_08_CH_ZUESTA | gr02 | 08_CH | ZUESTA | component | FuelMeterDistrictCooling | fuel_loadtype | LoadTypes.DISTRICTCOOLING
2026-07-31 12:42:32 UTC | gr02_08_CH_ZUESTA | gr02 | 08_CH | ZUESTA | component | FuelMeterDistrictCooling | heating_value_of_fuel_in_kwh_per_liter | 9.82
2026-07-31 12:42:32 UTC | gr02_08_CH_ZUESTA | gr02 | 08_CH | ZUESTA | component | FuelMeterDistrictCooling | fuel_density_in_kg_per_m3 | 83
2026-07-31 12:42:32 UTC | gr02_08_CH_ZUESTA | gr02 | 08_CH | ZUESTA | component | HeatGeneratorTotalThermalPower | building_name | BUI1
2026-07-31 12:42:32 UTC | gr02_08_CH_ZUESTA | gr02 | 08_CH | ZUESTA | component | HeatGeneratorTotalThermalPower | name | HeatGeneratorTotalThermalPower
2026-07-31 12:42:32 UTC | gr02_08_CH_ZUESTA | gr02 | 08_CH | ZUESTA | component | HeatGeneratorTotalThermalPower | loadtype | LoadTypes.ANY
2026-07-31 12:42:32 UTC | gr02_08_CH_ZUESTA | gr02 | 08_CH | ZUESTA | component | HeatGeneratorTotalThermalPower | unit | Units.WATT
2026-07-31 12:42:32 UTC | gr02_08_CH_ZUESTA | gr02 | 08_CH | ZUESTA | component | HeatGeneratorPlantDhwThermalPower | building_name | BUI1
2026-07-31 12:42:32 UTC | gr02_08_CH_ZUESTA | gr02 | 08_CH | ZUESTA | component | HeatGeneratorPlantDhwThermalPower | name | HeatGeneratorPlantDhwThermalPower
2026-07-31 12:42:32 UTC | gr02_08_CH_ZUESTA | gr02 | 08_CH | ZUESTA | component | HeatGeneratorPlantDhwThermalPower | loadtype | LoadTypes.ANY
2026-07-31 12:42:32 UTC | gr02_08_CH_ZUESTA | gr02 | 08_CH | ZUESTA | component | HeatGeneratorPlantDhwThermalPower | unit | Units.WATT
2026-07-31 12:42:32 UTC | gr02_08_CH_ZUESTA | gr02 | 08_CH | ZUESTA | component | SolarDhwThermalPower | building_name | BUI1
2026-07-31 12:42:32 UTC | gr02_08_CH_ZUESTA | gr02 | 08_CH | ZUESTA | component | SolarDhwThermalPower | name | SolarDhwThermalPower
2026-07-31 12:42:32 UTC | gr02_08_CH_ZUESTA | gr02 | 08_CH | ZUESTA | component | SolarDhwThermalPower | value_watt
2026-07-31 12:42:32 UTC | gr02_08_CH_ZUESTA | gr02 | 08_CH | ZUESTA | component | SolarDhwThermalPower | loadtype | LoadTypes.ANY
2026-07-31 12:42:32 UTC | gr02_08_CH_ZUESTA | gr02 | 08_CH | ZUESTA | component | SolarDhwThermalPower | unit | Units.WATT
2026-07-31 12:42:32 UTC | gr02_08_CH_ZUESTA | gr02 | 08_CH | ZUESTA | component | FlexibilityPotential | building_name | BUI1
2026-07-31 12:42:32 UTC | gr02_08_CH_ZUESTA | gr02 | 08_CH | ZUESTA | component | FlexibilityPotential | name | FlexibilityPotential
2026-07-31 12:42:32 UTC | gr02_08_CH_ZUESTA | gr02 | 08_CH | ZUESTA | component | FlexibilityPotential | fallback_heating_cop | 1
2026-07-31 12:42:32 UTC | gr02_08_CH_ZUESTA | gr02 | 08_CH | ZUESTA | component | FlexibilityPotential | fallback_cooling_eer
2026-07-31 12:42:32 UTC | gr02_09_CH_ZUESTA | gr02 | 09_CH | ZUESTA | simulation | SimulationParameters | year | 2050
2026-07-31 12:42:32 UTC | gr02_09_CH_ZUESTA | gr02 | 09_CH | ZUESTA | simulation | SimulationParameters | seconds_per_timestep | 9 | s
2026-07-31 12:42:32 UTC | gr02_09_CH_ZUESTA | gr02 | 09_CH | ZUESTA | simulation | SimulationParameters | country | CH
2026-07-31 12:42:32 UTC | gr02_09_CH_ZUESTA | gr02 | 09_CH | ZUESTA | cli | cli_overrides | ARCH | 09_CH
2026-07-31 12:42:32 UTC | gr02_09_CH_ZUESTA | gr02 | 09_CH | ZUESTA | cli | cli_overrides | WEATHER | ZUESTA
2026-07-31 12:42:32 UTC | gr02_09_CH_ZUESTA | gr02 | 09_CH | ZUESTA | cli | cli_overrides | TIME_HORIZON | future
2026-07-31 12:42:32 UTC | gr02_09_CH_ZUESTA | gr02 | 09_CH | ZUESTA | cli | cli_overrides | SCENARIO | none
2026-07-31 12:42:32 UTC | gr02_09_CH_ZUESTA | gr02 | 09_CH | ZUESTA | cli | cli_overrides | OCC | SIA2024
2026-07-31 12:42:32 UTC | gr02_09_CH_ZUESTA | gr02 | 09_CH | ZUESTA | cli | cli_overrides | HEATGEN_SIZING | IDEAL_LOOKUP
2026-07-31 12:42:32 UTC | gr02_09_CH_ZUESTA | gr02 | 09_CH | ZUESTA | cli | cli_overrides | HP_SHARE_OF_IDEAL | 0.8
2026-07-31 12:42:32 UTC | gr02_09_CH_ZUESTA | gr02 | 09_CH | ZUESTA | internal_loads | SIA2024Occupancy | conditioned_floor_area_in_m2 | 206
2026-07-31 12:42:32 UTC | gr02_09_CH_ZUESTA | gr02 | 09_CH | ZUESTA | internal_loads | SIA2024Occupancy | appliances_load_w_per_m2 | 1
2026-07-31 12:42:32 UTC | gr02_09_CH_ZUESTA | gr02 | 09_CH | ZUESTA | internal_loads | SIA2024Occupancy | lighting_load_w_per_m2 | 3
2026-07-31 12:42:32 UTC | gr02_09_CH_ZUESTA | gr02 | 09_CH | ZUESTA | internal_loads | SIA2024Occupancy | lighting_annual_full_load_hours | 846
2026-07-31 12:42:32 UTC | gr02_09_CH_ZUESTA | gr02 | 09_CH | ZUESTA | internal_loads | SIA2024Occupancy | appliances_yearly_utilization_per_month | 0.7995
2026-07-31 12:42:32 UTC | gr02_09_CH_ZUESTA | gr02 | 09_CH | ZUESTA | weather | Weather | source_path | C:\Users\het\HiSim\hisim\inputs\weather\custom_csv\Zurich\NABZUE_2060_RCP85_DRY.csv
2026-07-31 12:42:32 UTC | gr02_09_CH_ZUESTA | gr02 | 09_CH | ZUESTA | weather | Weather | location | Zurich
2026-07-31 12:42:32 UTC | gr02_09_CH_ZUESTA | gr02 | 09_CH | ZUESTA | weather | Weather | name | Weather
2026-07-31 12:42:32 UTC | gr02_09_CH_ZUESTA | gr02 | 09_CH | ZUESTA | component | ElectricityMeter | building_name | BUI1
2026-07-31 12:42:32 UTC | gr02_09_CH_ZUESTA | gr02 | 09_CH | ZUESTA | component | ElectricityMeter | name | ElectricityMeter
2026-07-31 12:42:32 UTC | gr02_09_CH_ZUESTA | gr02 | 09_CH | ZUESTA | building | Building | building_name | 2011_2019
2026-07-31 12:42:32 UTC | gr02_09_CH_ZUESTA | gr02 | 09_CH | ZUESTA | building | Building | building_code | AT.N.SFH.08.Gen.ReEx.001.002
2026-07-31 12:42:32 UTC | gr02_09_CH_ZUESTA | gr02 | 09_CH | ZUESTA | building | Building | building_heat_capacity_class | heavy
2026-07-31 12:42:32 UTC | gr02_09_CH_ZUESTA | gr02 | 09_CH | ZUESTA | building | Building | absolute_conditioned_floor_area_in_m2 | 206
2026-07-31 12:42:32 UTC | gr02_09_CH_ZUESTA | gr02 | 09_CH | ZUESTA | building | Building | heating_reference_temperature_in_celsius | -8
2026-07-31 12:42:32 UTC | gr02_09_CH_ZUESTA | gr02 | 09_CH | ZUESTA | building | Building | floor_u_value_in_watt_per_m2_per_kelvin | 0.21
2026-07-31 12:42:32 UTC | gr02_09_CH_ZUESTA | gr02 | 09_CH | ZUESTA | building | Building | floor_area_in_m2 | 93.9
2026-07-31 12:42:32 UTC | gr02_09_CH_ZUESTA | gr02 | 09_CH | ZUESTA | building | Building | facade_u_value_in_watt_per_m2_per_kelvin | 0.17
2026-07-31 12:42:32 UTC | gr02_09_CH_ZUESTA | gr02 | 09_CH | ZUESTA | building | Building | facade_area_in_m2 | 180.6
2026-07-31 12:42:32 UTC | gr02_09_CH_ZUESTA | gr02 | 09_CH | ZUESTA | building | Building | roof_u_value_in_watt_per_m2_per_kelvin | 0.17
2026-07-31 12:42:32 UTC | gr02_09_CH_ZUESTA | gr02 | 09_CH | ZUESTA | building | Building | roof_area_in_m2 | 100.3
2026-07-31 12:42:32 UTC | gr02_09_CH_ZUESTA | gr02 | 09_CH | ZUESTA | building | Building | window_u_value_in_watt_per_m2_per_kelvin | 1
2026-07-31 12:42:32 UTC | gr02_09_CH_ZUESTA | gr02 | 09_CH | ZUESTA | building | Building | window_area_in_m2 | 37.3
2026-07-31 12:42:32 UTC | gr02_09_CH_ZUESTA | gr02 | 09_CH | ZUESTA | building | Building | door_u_value_in_watt_per_m2_per_kelvin
2026-07-31 12:42:32 UTC | gr02_09_CH_ZUESTA | gr02 | 09_CH | ZUESTA | building | Building | door_area_in_m2
2026-07-31 12:42:32 UTC | gr02_09_CH_ZUESTA | gr02 | 09_CH | ZUESTA | building | Building | set_heating_temperature_in_celsius | 20.5
2026-07-31 12:42:32 UTC | gr02_09_CH_ZUESTA | gr02 | 09_CH | ZUESTA | building | Building | set_cooling_temperature_in_celsius | 24
2026-07-31 12:42:32 UTC | gr02_09_CH_ZUESTA | gr02 | 09_CH | ZUESTA | building | Building | natural_ventilation_m3_per_h_per_person | 29
2026-07-31 12:42:32 UTC | gr02_09_CH_ZUESTA | gr02 | 09_CH | ZUESTA | building | Building | sia_natural_ventilation_m3_per_h_per_m2 | 0.6
2026-07-31 12:42:32 UTC | gr02_09_CH_ZUESTA | gr02 | 09_CH | ZUESTA | building | Building | swiss_infiltration_rate_per_h | 0.15
2026-07-31 12:42:32 UTC | gr02_09_CH_ZUESTA | gr02 | 09_CH | ZUESTA | building | Building | heating_demand_mode | iso13790
2026-07-31 12:42:32 UTC | gr02_09_CH_ZUESTA | gr02 | 09_CH | ZUESTA | building | Building | operative_heating_proportional_band_in_celsius | 1
2026-07-31 12:42:32 UTC | gr02_09_CH_ZUESTA | gr02 | 09_CH | ZUESTA | building | Building | operative_heating_proportional_gain | 1
2026-07-31 12:42:32 UTC | gr02_09_CH_ZUESTA | gr02 | 09_CH | ZUESTA | building | Building | control_comfort_lower_bound_shift_in_celsius
2026-07-31 12:42:32 UTC | gr02_09_CH_ZUESTA | gr02 | 09_CH | ZUESTA | building | Building | comfort_aware_seasonal_heating_gate | true
2026-07-31 12:42:32 UTC | gr02_09_CH_ZUESTA | gr02 | 09_CH | ZUESTA | component | StrictComfortDemandController | building_name | BUI1
2026-07-31 12:42:32 UTC | gr02_09_CH_ZUESTA | gr02 | 09_CH | ZUESTA | component | StrictComfortDemandController | name | StrictComfortDemandController
2026-07-31 12:42:32 UTC | gr02_09_CH_ZUESTA | gr02 | 09_CH | ZUESTA | component | StrictComfortDemandController | temperature_air_heating_in_celsius | 20.5
2026-07-31 12:42:32 UTC | gr02_09_CH_ZUESTA | gr02 | 09_CH | ZUESTA | component | StrictComfortDemandController | temperature_air_cooling_in_celsius | 24
2026-07-31 12:42:32 UTC | gr02_09_CH_ZUESTA | gr02 | 09_CH | ZUESTA | component | StrictComfortDemandController | offset | 0.5
2026-07-31 12:42:32 UTC | gr02_09_CH_ZUESTA | gr02 | 09_CH | ZUESTA | component | StrictComfortDemandController | mode | 2
2026-07-31 12:42:32 UTC | gr02_09_CH_ZUESTA | gr02 | 09_CH | ZUESTA | component | StrictComfortDemandController | use_adaptive_comfort_band | true
2026-07-31 12:42:32 UTC | gr02_09_CH_ZUESTA | gr02 | 09_CH | ZUESTA | component | StrictComfortDemandController | control_strategy | strict_comfort_band_v1
2026-07-31 12:42:32 UTC | gr02_09_CH_ZUESTA | gr02 | 09_CH | ZUESTA | component | StrictComfortDemandController | comfort_band_inner_offset_in_celsius | 0.5
2026-07-31 12:42:32 UTC | gr02_09_CH_ZUESTA | gr02 | 09_CH | ZUESTA | component | StrictComfortDemandController | comfort_band_inner_offset_lower_in_celsius | 1
2026-07-31 12:42:32 UTC | gr02_09_CH_ZUESTA | gr02 | 09_CH | ZUESTA | component | StrictComfortDemandController | comfort_band_inner_offset_upper_in_celsius | 0.5
2026-07-31 12:42:32 UTC | gr02_09_CH_ZUESTA | gr02 | 09_CH | ZUESTA | component | StrictComfortDemandController | heating_disabled_above_running_mean_outdoor_temperature_in_celsius | 18
2026-07-31 12:42:32 UTC | gr02_09_CH_ZUESTA | gr02 | 09_CH | ZUESTA | component | StrictComfortDemandController | cooling_enabled_above_running_mean_outdoor_temperature_in_celsius | 22
2026-07-31 12:42:32 UTC | gr02_09_CH_ZUESTA | gr02 | 09_CH | ZUESTA | component | ComfortBandHeatingDemand | building_name | BUI1
2026-07-31 12:42:32 UTC | gr02_09_CH_ZUESTA | gr02 | 09_CH | ZUESTA | component | ComfortBandHeatingDemand | name | ComfortBandHeatingDemand
2026-07-31 12:42:32 UTC | gr02_09_CH_ZUESTA | gr02 | 09_CH | ZUESTA | component | ComfortBandHeatingDemand | max_heating_power_in_watt | 4948.09
2026-07-31 12:42:32 UTC | gr02_09_CH_ZUESTA | gr02 | 09_CH | ZUESTA | component | ComfortBandHeatingDemand | proportional_gain_in_watt_per_kelvin | 9896.18
2026-07-31 12:42:32 UTC | gr02_09_CH_ZUESTA | gr02 | 09_CH | ZUESTA | component | StrictComfortSetpointModifier | building_name | BUI1
2026-07-31 12:42:32 UTC | gr02_09_CH_ZUESTA | gr02 | 09_CH | ZUESTA | component | StrictComfortSetpointModifier | name | StrictComfortSetpointModifier
2026-07-31 12:42:32 UTC | gr02_09_CH_ZUESTA | gr02 | 09_CH | ZUESTA | component | StrictComfortSetpointModifier | base_heating_setpoint_in_celsius | 20.5
2026-07-31 12:42:32 UTC | gr02_09_CH_ZUESTA | gr02 | 09_CH | ZUESTA | component | StrictComfortSetpointModifier | recovery_gain | 5
2026-07-31 12:42:32 UTC | gr02_09_CH_ZUESTA | gr02 | 09_CH | ZUESTA | component | StrictComfortSetpointModifier | max_recovery_boost_in_celsius | 5
2026-07-31 12:42:32 UTC | gr02_09_CH_ZUESTA | gr02 | 09_CH | ZUESTA | component | StrictComfortSetpointModifier | clamp_min_modifier_in_celsius
2026-07-31 12:42:32 UTC | gr02_09_CH_ZUESTA | gr02 | 09_CH | ZUESTA | component | StrictComfortSetpointModifier | clamp_max_modifier_in_celsius | 15
2026-07-31 12:42:32 UTC | gr02_09_CH_ZUESTA | gr02 | 09_CH | ZUESTA | component | HeatDistributionController | building_name | BUI1
2026-07-31 12:42:32 UTC | gr02_09_CH_ZUESTA | gr02 | 09_CH | ZUESTA | component | HeatDistributionController | name | HeatDistributionController
2026-07-31 12:42:32 UTC | gr02_09_CH_ZUESTA | gr02 | 09_CH | ZUESTA | component | HeatDistributionController | heating_system | HeatDistributionSystemType.FLOORHEATING
2026-07-31 12:42:32 UTC | gr02_09_CH_ZUESTA | gr02 | 09_CH | ZUESTA | component | HeatDistributionController | set_heating_threshold_outside_temperature_in_celsius | 16
2026-07-31 12:42:32 UTC | gr02_09_CH_ZUESTA | gr02 | 09_CH | ZUESTA | component | HeatDistributionController | heating_reference_temperature_in_celsius | -8
2026-07-31 12:42:32 UTC | gr02_09_CH_ZUESTA | gr02 | 09_CH | ZUESTA | component | HeatDistributionController | set_heating_temperature_for_building_in_celsius | 20.5
2026-07-31 12:42:32 UTC | gr02_09_CH_ZUESTA | gr02 | 09_CH | ZUESTA | component | HeatDistributionController | set_cooling_temperature_for_building_in_celsius | 24
2026-07-31 12:42:32 UTC | gr02_09_CH_ZUESTA | gr02 | 09_CH | ZUESTA | component | HeatDistributionController | heating_load_of_building_in_watt | 4948.09
2026-07-31 12:42:32 UTC | gr02_09_CH_ZUESTA | gr02 | 09_CH | ZUESTA | heat_distribution | HeatDistributionSystem | absolute_conditioned_floor_area_in_m2 | 206
2026-07-31 12:42:32 UTC | gr02_09_CH_ZUESTA | gr02 | 09_CH | ZUESTA | thermal_storage | SimpleHotWaterStorage | volume_heating_water_storage_in_liter | 247.4
2026-07-31 12:42:32 UTC | gr02_09_CH_ZUESTA | gr02 | 09_CH | ZUESTA | component | BufferRemainingCapacity60C | building_name | BUI1
2026-07-31 12:42:32 UTC | gr02_09_CH_ZUESTA | gr02 | 09_CH | ZUESTA | component | BufferRemainingCapacity60C | name | BufferRemainingCapacity60C
2026-07-31 12:42:32 UTC | gr02_09_CH_ZUESTA | gr02 | 09_CH | ZUESTA | component | BufferRemainingCapacity60C | volume_heating_water_storage_in_liter | 247.4
2026-07-31 12:42:32 UTC | gr02_09_CH_ZUESTA | gr02 | 09_CH | ZUESTA | component | BufferRemainingCapacity60C | max_temperature_in_celsius | 6
2026-07-31 12:42:32 UTC | gr02_09_CH_ZUESTA | gr02 | 09_CH | ZUESTA | component | BufferRemainingCapacity60C | water_density_kg_per_liter | 0.992
2026-07-31 12:42:32 UTC | gr02_09_CH_ZUESTA | gr02 | 09_CH | ZUESTA | component | BufferRemainingCapacity60C | water_specific_heat_capacity_j_per_kg_per_k | 4180
2026-07-31 12:42:32 UTC | gr02_09_CH_ZUESTA | gr02 | 09_CH | ZUESTA | component | DistrictHeatingController | building_name | BUI1
2026-07-31 12:42:32 UTC | gr02_09_CH_ZUESTA | gr02 | 09_CH | ZUESTA | component | DistrictHeatingController | name | DistrictHeatingController
2026-07-31 12:42:32 UTC | gr02_09_CH_ZUESTA | gr02 | 09_CH | ZUESTA | component | DistrictHeatingController | set_heating_threshold_outside_temperature_in_celsius | 16
2026-07-31 12:42:32 UTC | gr02_09_CH_ZUESTA | gr02 | 09_CH | ZUESTA | component | DistrictHeatingController | with_domestic_hot_water_preparation | true
2026-07-31 12:42:32 UTC | gr02_09_CH_ZUESTA | gr02 | 09_CH | ZUESTA | component | DistrictHeatingController | hysteresis_water_temperature_offset | 15
2026-07-31 12:42:32 UTC | gr02_09_CH_ZUESTA | gr02 | 09_CH | ZUESTA | component | DistrictHeatingController | parallel_space_heating_and_dhw_option | true
2026-07-31 12:42:32 UTC | gr02_09_CH_ZUESTA | gr02 | 09_CH | ZUESTA | heat_generator | DistrictHeating | connected_load_w | 2630
2026-07-31 12:42:32 UTC | gr02_09_CH_ZUESTA | gr02 | 09_CH | ZUESTA | component | DistrictCooling | building_name | BUI1
2026-07-31 12:42:32 UTC | gr02_09_CH_ZUESTA | gr02 | 09_CH | ZUESTA | component | DistrictCooling | name | DistrictCooling
2026-07-31 12:42:32 UTC | gr02_09_CH_ZUESTA | gr02 | 09_CH | ZUESTA | component | DistrictCooling | connected_load_w | 62
2026-07-31 12:42:32 UTC | gr02_09_CH_ZUESTA | gr02 | 09_CH | ZUESTA | component | ComfortBandCoolingDemand | building_name | BUI1
2026-07-31 12:42:32 UTC | gr02_09_CH_ZUESTA | gr02 | 09_CH | ZUESTA | component | ComfortBandCoolingDemand | name | ComfortBandCoolingDemand
2026-07-31 12:42:32 UTC | gr02_09_CH_ZUESTA | gr02 | 09_CH | ZUESTA | component | ComfortBandCoolingDemand | max_cooling_power_in_watt | 62
2026-07-31 12:42:32 UTC | gr02_09_CH_ZUESTA | gr02 | 09_CH | ZUESTA | component | ComfortBandCoolingDemand | proportional_gain_in_watt_per_kelvin | 4
2026-07-31 12:42:32 UTC | gr02_09_CH_ZUESTA | gr02 | 09_CH | ZUESTA | component | ComfortBandCoolingDemand | relaxation_factor | 0.55
2026-07-31 12:42:32 UTC | gr02_09_CH_ZUESTA | gr02 | 09_CH | ZUESTA | component | ComfortBandCoolingDemand | theoretical_blend | comfort_only
2026-07-31 12:42:32 UTC | gr02_09_CH_ZUESTA | gr02 | 09_CH | ZUESTA | component | BuildingThermalPowerSum | building_name | BUI1
2026-07-31 12:42:32 UTC | gr02_09_CH_ZUESTA | gr02 | 09_CH | ZUESTA | component | BuildingThermalPowerSum | name | BuildingThermalPowerSum
2026-07-31 12:42:32 UTC | gr02_09_CH_ZUESTA | gr02 | 09_CH | ZUESTA | component | BuildingThermalPowerSum | loadtype | LoadTypes.ANY
2026-07-31 12:42:32 UTC | gr02_09_CH_ZUESTA | gr02 | 09_CH | ZUESTA | component | BuildingThermalPowerSum | unit | Units.WATT
2026-07-31 12:42:32 UTC | gr02_09_CH_ZUESTA | gr02 | 09_CH | ZUESTA | component | FuelMeterDistrictHeating | building_name | BUI1
2026-07-31 12:42:32 UTC | gr02_09_CH_ZUESTA | gr02 | 09_CH | ZUESTA | component | FuelMeterDistrictHeating | name | FuelMeterDistrictHeating
2026-07-31 12:42:32 UTC | gr02_09_CH_ZUESTA | gr02 | 09_CH | ZUESTA | component | FuelMeterDistrictHeating | fuel_loadtype | LoadTypes.DISTRICTHEATING
2026-07-31 12:42:32 UTC | gr02_09_CH_ZUESTA | gr02 | 09_CH | ZUESTA | component | FuelMeterDistrictHeating | heating_value_of_fuel_in_kwh_per_liter | 9.82
2026-07-31 12:42:32 UTC | gr02_09_CH_ZUESTA | gr02 | 09_CH | ZUESTA | component | FuelMeterDistrictHeating | fuel_density_in_kg_per_m3 | 83
2026-07-31 12:42:32 UTC | gr02_09_CH_ZUESTA | gr02 | 09_CH | ZUESTA | component | FuelMeterDistrictCooling | building_name | BUI1
2026-07-31 12:42:32 UTC | gr02_09_CH_ZUESTA | gr02 | 09_CH | ZUESTA | component | FuelMeterDistrictCooling | name | FuelMeterDistrictCooling
2026-07-31 12:42:32 UTC | gr02_09_CH_ZUESTA | gr02 | 09_CH | ZUESTA | component | FuelMeterDistrictCooling | fuel_loadtype | LoadTypes.DISTRICTCOOLING
2026-07-31 12:42:32 UTC | gr02_09_CH_ZUESTA | gr02 | 09_CH | ZUESTA | component | FuelMeterDistrictCooling | heating_value_of_fuel_in_kwh_per_liter | 9.82
2026-07-31 12:42:32 UTC | gr02_09_CH_ZUESTA | gr02 | 09_CH | ZUESTA | component | FuelMeterDistrictCooling | fuel_density_in_kg_per_m3 | 83
2026-07-31 12:42:32 UTC | gr02_09_CH_ZUESTA | gr02 | 09_CH | ZUESTA | component | HeatGeneratorTotalThermalPower | building_name | BUI1
2026-07-31 12:42:32 UTC | gr02_09_CH_ZUESTA | gr02 | 09_CH | ZUESTA | component | HeatGeneratorTotalThermalPower | name | HeatGeneratorTotalThermalPower
2026-07-31 12:42:32 UTC | gr02_09_CH_ZUESTA | gr02 | 09_CH | ZUESTA | component | HeatGeneratorTotalThermalPower | loadtype | LoadTypes.ANY
2026-07-31 12:42:32 UTC | gr02_09_CH_ZUESTA | gr02 | 09_CH | ZUESTA | component | HeatGeneratorTotalThermalPower | unit | Units.WATT
2026-07-31 12:42:32 UTC | gr02_09_CH_ZUESTA | gr02 | 09_CH | ZUESTA | component | HeatGeneratorPlantDhwThermalPower | building_name | BUI1
2026-07-31 12:42:32 UTC | gr02_09_CH_ZUESTA | gr02 | 09_CH | ZUESTA | component | HeatGeneratorPlantDhwThermalPower | name | HeatGeneratorPlantDhwThermalPower
2026-07-31 12:42:32 UTC | gr02_09_CH_ZUESTA | gr02 | 09_CH | ZUESTA | component | HeatGeneratorPlantDhwThermalPower | loadtype | LoadTypes.ANY
2026-07-31 12:42:32 UTC | gr02_09_CH_ZUESTA | gr02 | 09_CH | ZUESTA | component | HeatGeneratorPlantDhwThermalPower | unit | Units.WATT
2026-07-31 12:42:32 UTC | gr02_09_CH_ZUESTA | gr02 | 09_CH | ZUESTA | component | SolarDhwThermalPower | building_name | BUI1
2026-07-31 12:42:32 UTC | gr02_09_CH_ZUESTA | gr02 | 09_CH | ZUESTA | component | SolarDhwThermalPower | name | SolarDhwThermalPower
2026-07-31 12:42:32 UTC | gr02_09_CH_ZUESTA | gr02 | 09_CH | ZUESTA | component | SolarDhwThermalPower | value_watt
2026-07-31 12:42:32 UTC | gr02_09_CH_ZUESTA | gr02 | 09_CH | ZUESTA | component | SolarDhwThermalPower | loadtype | LoadTypes.ANY
2026-07-31 12:42:32 UTC | gr02_09_CH_ZUESTA | gr02 | 09_CH | ZUESTA | component | SolarDhwThermalPower | unit | Units.WATT
2026-07-31 12:42:32 UTC | gr02_09_CH_ZUESTA | gr02 | 09_CH | ZUESTA | component | FlexibilityPotential | building_name | BUI1
2026-07-31 12:42:32 UTC | gr02_09_CH_ZUESTA | gr02 | 09_CH | ZUESTA | component | FlexibilityPotential | name | FlexibilityPotential
2026-07-31 12:42:32 UTC | gr02_09_CH_ZUESTA | gr02 | 09_CH | ZUESTA | component | FlexibilityPotential | fallback_heating_cop | 1
2026-07-31 12:42:32 UTC | gr02_09_CH_ZUESTA | gr02 | 09_CH | ZUESTA | component | FlexibilityPotential | fallback_cooling_eer